## SpringCapacities
UNIT NAME | CATEGORY | GENERATION INTERCONNECTION PROJECT CODE | UNIT CODE | COUNTY | FUEL | ZONE | IN SERVICE | INSTALLED CAPACITY RATING | SPRING CAPACITY (MW) | NEW PLANNED PROJECT ADDITIONS TO REPORT
COMANCHE PEAK U1 | Operational Resources (Thermal) |  | CPSES_UNIT1 | SOMERVELL | NUCLEAR | NORTH | 1990 | 1269 | 1227
COMANCHE PEAK U2 | Operational Resources (Thermal) |  | CPSES_UNIT2 | SOMERVELL | NUCLEAR | NORTH | 1993 | 1269 | 1214
SOUTH TEXAS U1 | Operational Resources (Thermal) |  | STP_STP_G1 | MATAGORDA | NUCLEAR | COASTAL | 1988 | 1365 | 1323.2
SOUTH TEXAS U2 | Operational Resources (Thermal) |  | STP_STP_G2 | MATAGORDA | NUCLEAR | COASTAL | 1989 | 1365 | 1310
COLETO CREEK | Operational Resources (Thermal) |  | COLETO_COLETOG1 | GOLIAD | COAL | SOUTH | 1980 | 650 | 655
FAYETTE POWER U1 | Operational Resources (Thermal) |  | FPPYD1_FPP_G1 | FAYETTE | COAL | SOUTH | 1979 | 615 | 608
FAYETTE POWER U2 | Operational Resources (Thermal) |  | FPPYD1_FPP_G2 | FAYETTE | COAL | SOUTH | 1980 | 615 | 608
FAYETTE POWER U2 | Operational Resources (Thermal) |  | FPPYD2_FPP_G3 | FAYETTE | COAL | SOUTH | 1988 | 460 | 448
J K SPRUCE U1 | Operational Resources (Thermal) |  | CALAVERS_JKS1 | BEXAR | COAL | SOUTH | 1992 | 555 | 560
J K SPRUCE U2 | Operational Resources (Thermal) |  | CALAVERS_JKS2 | BEXAR | COAL | SOUTH | 2010 | 922 | 785
LIMESTONE U1 | Operational Resources (Thermal) |  | LEG_LEG_G1 | LIMESTONE | COAL | NORTH | 1985 | 893 | 824
LIMESTONE U2 | Operational Resources (Thermal) |  | LEG_LEG_G2 | LIMESTONE | COAL | NORTH | 1986 | 956.8 | 836
MARTIN LAKE U1 | Operational Resources (Thermal) |  | MLSES_UNIT1 | RUSK | COAL | NORTH | 1977 | 893 | 815
MARTIN LAKE U2 | Operational Resources (Thermal) |  | MLSES_UNIT2 | RUSK | COAL | NORTH | 1978 | 893 | 820
MARTIN LAKE U3 | Operational Resources (Thermal) |  | MLSES_UNIT3 | RUSK | COAL | NORTH | 1979 | 893 | 820
OAK GROVE SES U1 | Operational Resources (Thermal) |  | OGSES_UNIT1A | ROBERTSON | COAL | NORTH | 2010 | 916.8 | 855
OAK GROVE SES U2 | Operational Resources (Thermal) |  | OGSES_UNIT2 | ROBERTSON | COAL | NORTH | 2011 | 916.8 | 855
SAN MIGUEL U1 | Operational Resources (Thermal) |  | SANMIGL_G1 | ATASCOSA | COAL | SOUTH | 1982 | 430 | 391
SANDY CREEK U1 | Operational Resources (Thermal) |  | SCES_UNIT1 | MCLENNAN | COAL | NORTH | 2013 | 1008 | 932.61
TWIN OAKS U1 | Operational Resources (Thermal) |  | TNP_ONE_TNP_O_1 | ROBERTSON | COAL | NORTH | 1990 | 174.6 | 155
TWIN OAKS U2 | Operational Resources (Thermal) |  | TNP_ONE_TNP_O_2 | ROBERTSON | COAL | NORTH | 1991 | 174.6 | 155
W A PARISH U5 | Operational Resources (Thermal) |  | WAP_WAP_G5 | FORT BEND | COAL | HOUSTON | 1977 | 734.1 | 664
W A PARISH U6 | Operational Resources (Thermal) |  | WAP_WAP_G6 | FORT BEND | COAL | HOUSTON | 1978 | 734.1 | 663
W A PARISH U7 | Operational Resources (Thermal) |  | WAP_WAP_G7 | FORT BEND | COAL | HOUSTON | 1980 | 614.6 | 577
W A PARISH U8 | Operational Resources (Thermal) |  | WAP_WAP_G8 | FORT BEND | COAL | HOUSTON | 1982 | 653.99 | 610
ARTHUR VON ROSENBERG 1 CTG 1 | Operational Resources (Thermal) |  | BRAUNIG_AVR1_CT1 | BEXAR | GAS-CC | SOUTH | 2000 | 195 | 164
ARTHUR VON ROSENBERG 1 CTG 2 | Operational Resources (Thermal) |  | BRAUNIG_AVR1_CT2 | BEXAR | GAS-CC | SOUTH | 2000 | 195 | 164
ARTHUR VON ROSENBERG 1 STG | Operational Resources (Thermal) |  | BRAUNIG_AVR1_ST | BEXAR | GAS-CC | SOUTH | 2000 | 222 | 190
ATKINS CTG 7 | Operational Resources (Thermal) |  | ATKINS_ATKINSG7 | BRAZOS | GAS-GT | NORTH | 1973 | 21 | 19
BARNEY M DAVIS CTG 3 | Operational Resources (Thermal) |  | B_DAVIS_B_DAVIG3 | NUECES | GAS-CC | COASTAL | 2010 | 189.55 | 161
BARNEY M DAVIS CTG 4 | Operational Resources (Thermal) |  | B_DAVIS_B_DAVIG4 | NUECES | GAS-CC | COASTAL | 2010 | 189.55 | 161
BARNEY M DAVIS STG 1 | Operational Resources (Thermal) |  | B_DAVIS_B_DAVIG1 | NUECES | GAS-ST | COASTAL | 1974 | 352.8 | 292
BARNEY M DAVIS STG 2 | Operational Resources (Thermal) |  | B_DAVIS_B_DAVIG2 | NUECES | GAS-CC | COASTAL | 1976 | 351 | 322
BASTROP ENERGY CENTER CTG 1 | Operational Resources (Thermal) |  | BASTEN_GTG1100 | BASTROP | GAS-CC | SOUTH | 2002 | 188 | 178
BASTROP ENERGY CENTER CTG 2 | Operational Resources (Thermal) |  | BASTEN_GTG2100 | BASTROP | GAS-CC | SOUTH | 2002 | 188 | 178
BASTROP ENERGY CENTER STG | Operational Resources (Thermal) |  | BASTEN_ST0100 | BASTROP | GAS-CC | SOUTH | 2002 | 242 | 236
BEACHWOOD POWER STATION U1 | Operational Resources (Thermal) |  | BCH_UNIT1 | BRAZORIA | GAS-GT | COASTAL | 2022 | 60.5 | 45.1
BEACHWOOD POWER STATION U2 | Operational Resources (Thermal) |  | BCH_UNIT2 | BRAZORIA | GAS-GT | COASTAL | 2022 | 60.5 | 45.1
BEACHWOOD POWER STATION U3 | Operational Resources (Thermal) |  | BCH_UNIT3 | BRAZORIA | GAS-GT | COASTAL | 2022 | 60.5 | 45.1
BOSQUE ENERGY CENTER CTG 1 | Operational Resources (Thermal) |  | BOSQUESW_BSQSU_1 | BOSQUE | GAS-CC | NORTH | 2000 | 188.7 | 161.83
BOSQUE ENERGY CENTER CTG 2 | Operational Resources (Thermal) |  | BOSQUESW_BSQSU_2 | BOSQUE | GAS-CC | NORTH | 2000 | 188.7 | 161.83
BOSQUE ENERGY CENTER CTG 3 | Operational Resources (Thermal) |  | BOSQUESW_BSQSU_3 | BOSQUE | GAS-CC | NORTH | 2001 | 188.7 | 160.58
BOSQUE ENERGY CENTER STG 4 | Operational Resources (Thermal) |  | BOSQUESW_BSQSU_4 | BOSQUE | GAS-CC | NORTH | 2001 | 94.95 | 83.56
BOSQUE ENERGY CENTER STG 5 | Operational Resources (Thermal) |  | BOSQUESW_BSQSU_5 | BOSQUE | GAS-CC | NORTH | 2009 | 254.15 | 222.39
BRAZOS VALLEY CTG 1 | Operational Resources (Thermal) |  | BVE_UNIT1 | FORT BEND | GAS-CC | HOUSTON | 2003 | 198.9 | 169
BRAZOS VALLEY CTG 2 | Operational Resources (Thermal) |  | BVE_UNIT2 | FORT BEND | GAS-CC | HOUSTON | 2003 | 198.9 | 169
BRAZOS VALLEY STG 3 | Operational Resources (Thermal) |  | BVE_UNIT3 | FORT BEND | GAS-CC | HOUSTON | 2003 | 275.57 | 270
CALENERGY-FALCON SEABOARD CTG 1 | Operational Resources (Thermal) |  | FLCNS_UNIT1 | HOWARD | GAS-CC | WEST | 1987 | 75 | 75
CALENERGY-FALCON SEABOARD CTG 2 | Operational Resources (Thermal) |  | FLCNS_UNIT2 | HOWARD | GAS-CC | WEST | 1987 | 75 | 75
CALENERGY-FALCON SEABOARD STG 3 | Operational Resources (Thermal) |  | FLCNS_UNIT3 | HOWARD | GAS-CC | WEST | 1988 | 62 | 62
CALHOUN (PORT COMFORT) CTG 1 | Operational Resources (Thermal) |  | CALHOUN_UNIT1 | CALHOUN | GAS-GT | COASTAL | 2017 | 60.5 | 46.7
CALHOUN (PORT COMFORT) CTG 2 | Operational Resources (Thermal) |  | CALHOUN_UNIT2 | CALHOUN | GAS-GT | COASTAL | 2017 | 60.5 | 46.7
CASTLEMAN CHAMON CTG 1 | Operational Resources (Thermal) |  | CHAMON_CTG_0101 | HARRIS | GAS-GT | HOUSTON | 2017 | 60.5 | 46.7
CASTLEMAN CHAMON CTG 2 | Operational Resources (Thermal) |  | CHAMON_CTG_0301 | HARRIS | GAS-GT | HOUSTON | 2017 | 60.5 | 46.7
CEDAR BAYOU 4 CTG 1 | Operational Resources (Thermal) |  | CBY4_CT41 | CHAMBERS | GAS-CC | HOUSTON | 2009 | 205 | 168
CEDAR BAYOU 4 CTG 2 | Operational Resources (Thermal) |  | CBY4_CT42 | CHAMBERS | GAS-CC | HOUSTON | 2009 | 205 | 168
CEDAR BAYOU 4 STG | Operational Resources (Thermal) |  | CBY4_ST04 | CHAMBERS | GAS-CC | HOUSTON | 2009 | 205 | 182
CEDAR BAYOU STG 1 | Operational Resources (Thermal) |  | CBY_CBY_G1 | CHAMBERS | GAS-ST | HOUSTON | 1970 | 765 | 745
CEDAR BAYOU STG 2 | Operational Resources (Thermal) |  | CBY_CBY_G2 | CHAMBERS | GAS-ST | HOUSTON | 1972 | 765 | 749
COLORADO BEND ENERGY CENTER CTG 1 | Operational Resources (Thermal) |  | CBEC_GT1 | WHARTON | GAS-CC | SOUTH | 2007 | 86.5 | 83.2
COLORADO BEND ENERGY CENTER CTG 2 | Operational Resources (Thermal) |  | CBEC_GT2 | WHARTON | GAS-CC | SOUTH | 2007 | 86.5 | 76.2
COLORADO BEND ENERGY CENTER CTG 3 | Operational Resources (Thermal) |  | CBEC_GT3 | WHARTON | GAS-CC | SOUTH | 2008 | 86.5 | 83.6
COLORADO BEND ENERGY CENTER CTG 4 | Operational Resources (Thermal) |  | CBEC_GT4 | WHARTON | GAS-CC | SOUTH | 2008 | 86.5 | 77.1
COLORADO BEND ENERGY CENTER STG 1 | Operational Resources (Thermal) |  | CBEC_STG1 | WHARTON | GAS-CC | SOUTH | 2007 | 105 | 103.7
COLORADO BEND ENERGY CENTER STG 2 | Operational Resources (Thermal) |  | CBEC_STG2 | WHARTON | GAS-CC | SOUTH | 2008 | 108.8 | 107.9
COLORADO BEND II CTG 7 | Operational Resources (Thermal) |  | CBECII_CT7 | WHARTON | GAS-CC | SOUTH | 2017 | 360.9 | 332.08
COLORADO BEND II CTG 8 | Operational Resources (Thermal) |  | CBECII_CT8 | WHARTON | GAS-CC | SOUTH | 2017 | 360.9 | 337.8
COLORADO BEND II STG 9 | Operational Resources (Thermal) |  | CBECII_STG9 | WHARTON | GAS-CC | SOUTH | 2017 | 508.5 | 482.27
CVC CHANNELVIEW CTG 1 | Operational Resources (Thermal) |  | CVC_CVC_G1 | HARRIS | GAS-CC | HOUSTON | 2002 | 192.1 | 181
CVC CHANNELVIEW CTG 2 | Operational Resources (Thermal) |  | CVC_CVC_G2 | HARRIS | GAS-CC | HOUSTON | 2002 | 192.1 | 178
CVC CHANNELVIEW CTG 3 | Operational Resources (Thermal) |  | CVC_CVC_G3 | HARRIS | GAS-CC | HOUSTON | 2002 | 192.1 | 178
CVC CHANNELVIEW STG 5 | Operational Resources (Thermal) |  | CVC_CVC_G5 | HARRIS | GAS-CC | HOUSTON | 2002 | 150 | 144
DANSBY CTG 2 | Operational Resources (Thermal) |  | DANSBY_DANSBYG2 | BRAZOS | GAS-GT | NORTH | 2004 | 48 | 46.5
DANSBY CTG 3 | Operational Resources (Thermal) |  | DANSBY_DANSBYG3 | BRAZOS | GAS-GT | NORTH | 2010 | 50 | 48.5
DANSBY STG 1 | Operational Resources (Thermal) |  | DANSBY_DANSBYG1 | BRAZOS | GAS-ST | NORTH | 1978 | 120 | 108.5
DECKER CREEK CTG 1 | Operational Resources (Thermal) |  | DECKER_DPGT_1 | TRAVIS | GAS-GT | SOUTH | 1989 | 56.7 | 50
DECKER CREEK CTG 2 | Operational Resources (Thermal) |  | DECKER_DPGT_2 | TRAVIS | GAS-GT | SOUTH | 1989 | 56.7 | 50
DECKER CREEK CTG 3 | Operational Resources (Thermal) |  | DECKER_DPGT_3 | TRAVIS | GAS-GT | SOUTH | 1989 | 56.7 | 50
DECKER CREEK CTG 4 | Operational Resources (Thermal) |  | DECKER_DPGT_4 | TRAVIS | GAS-GT | SOUTH | 1989 | 56.7 | 50
DECORDOVA CTG 1 | Operational Resources (Thermal) |  | DCSES_CT10 | HOOD | GAS-GT | NORTH | 1990 | 89.48 | 71
DECORDOVA CTG 2 | Operational Resources (Thermal) |  | DCSES_CT20 | HOOD | GAS-GT | NORTH | 1990 | 89.48 | 70
DECORDOVA CTG 3 | Operational Resources (Thermal) |  | DCSES_CT30 | HOOD | GAS-GT | NORTH | 1990 | 89.48 | 70
DECORDOVA CTG 4 | Operational Resources (Thermal) |  | DCSES_CT40 | HOOD | GAS-GT | NORTH | 1990 | 89.48 | 71
DEER PARK ENERGY CENTER CTG 1 | Operational Resources (Thermal) |  | DDPEC_GT1 | HARRIS | GAS-CC | HOUSTON | 2002 | 190.4 | 190
DEER PARK ENERGY CENTER CTG 2 | Operational Resources (Thermal) |  | DDPEC_GT2 | HARRIS | GAS-CC | HOUSTON | 2002 | 190.4 | 202
DEER PARK ENERGY CENTER CTG 3 | Operational Resources (Thermal) |  | DDPEC_GT3 | HARRIS | GAS-CC | HOUSTON | 2002 | 190.4 | 190
DEER PARK ENERGY CENTER CTG 4 | Operational Resources (Thermal) |  | DDPEC_GT4 | HARRIS | GAS-CC | HOUSTON | 2002 | 190.4 | 202
DEER PARK ENERGY CENTER CTG 6 | Operational Resources (Thermal) |  | DDPEC_GT6 | HARRIS | GAS-CC | HOUSTON | 2014 | 199 | 174
DEER PARK ENERGY CENTER STG 1 | Operational Resources (Thermal) |  | DDPEC_ST1 | HARRIS | GAS-CC | HOUSTON | 2002 | 274.5 | 290
DENTON ENERGY CENTER IC A | Operational Resources (Thermal) |  | DEC_AGR_A | DENTON | GAS-IC | NORTH | 2018 | 56.45 | 56.5
DENTON ENERGY CENTER IC B | Operational Resources (Thermal) |  | DEC_AGR_B | DENTON | GAS-IC | NORTH | 2018 | 56.45 | 56.5
DENTON ENERGY CENTER IC C | Operational Resources (Thermal) |  | DEC_AGR_C | DENTON | GAS-IC | NORTH | 2018 | 56.45 | 56.5
DENTON ENERGY CENTER IC D | Operational Resources (Thermal) |  | DEC_AGR_D | DENTON | GAS-IC | NORTH | 2018 | 56.45 | 56.5
ECTOR COUNTY ENERGY CTG 1 | Operational Resources (Thermal) |  | ECEC_G1 | ECTOR | GAS-GT | WEST | 2015 | 179.35 | 153.58
ECTOR COUNTY ENERGY CTG 2 | Operational Resources (Thermal) |  | ECEC_G2 | ECTOR | GAS-GT | WEST | 2015 | 179.35 | 153.58
ELK STATION IC 3 | Operational Resources (Thermal) |  | AEEC_ELK_3 | HALE | GAS-IC | PANHANDLE | 2016 | 202 | 195
ENNIS POWER STATION CTG 2 | Operational Resources (Thermal) |  | ETCCS_CT1 | ELLIS | GAS-CC | NORTH | 2002 | 260 | 209
ENNIS POWER STATION STG 1 | Operational Resources (Thermal) |  | ETCCS_UNIT1 | ELLIS | GAS-CC | NORTH | 2002 | 140 | 116
EXTEX LAPORTE GEN STN CTG 1 | Operational Resources (Thermal) |  | AZ_AZ_G1 | HARRIS | GAS-GT | HOUSTON | 2009 | 38.29 | 36
EXTEX LAPORTE GEN STN CTG 2 | Operational Resources (Thermal) |  | AZ_AZ_G2 | HARRIS | GAS-GT | HOUSTON | 2009 | 38.29 | 36
EXTEX LAPORTE GEN STN CTG 3 | Operational Resources (Thermal) |  | AZ_AZ_G3 | HARRIS | GAS-GT | HOUSTON | 2009 | 38.29 | 36
EXTEX LAPORTE GEN STN CTG 4 | Operational Resources (Thermal) |  | AZ_AZ_G4 | HARRIS | GAS-GT | HOUSTON | 2009 | 38.29 | 36
FERGUSON REPLACEMENT CTG 1 | Operational Resources (Thermal) |  | FERGCC_FERGGT1 | LLANO | GAS-CC | SOUTH | 2014 | 185.3 | 176
FERGUSON REPLACEMENT CTG 2 | Operational Resources (Thermal) |  | FERGCC_FERGGT2 | LLANO | GAS-CC | SOUTH | 2014 | 185.3 | 176
FERGUSON REPLACEMENT STG 1 | Operational Resources (Thermal) |  | FERGCC_FERGST1 | LLANO | GAS-CC | SOUTH | 2014 | 204 | 189
FORNEY ENERGY CENTER CTG 11 | Operational Resources (Thermal) |  | FRNYPP_GT11 | KAUFMAN | GAS-CC | NORTH | 2003 | 196.7 | 167
FORNEY ENERGY CENTER CTG 12 | Operational Resources (Thermal) |  | FRNYPP_GT12 | KAUFMAN | GAS-CC | NORTH | 2003 | 196.7 | 159
FORNEY ENERGY CENTER CTG 13 | Operational Resources (Thermal) |  | FRNYPP_GT13 | KAUFMAN | GAS-CC | NORTH | 2003 | 196.7 | 159
FORNEY ENERGY CENTER CTG 21 | Operational Resources (Thermal) |  | FRNYPP_GT21 | KAUFMAN | GAS-CC | NORTH | 2003 | 196.7 | 167
FORNEY ENERGY CENTER CTG 22 | Operational Resources (Thermal) |  | FRNYPP_GT22 | KAUFMAN | GAS-CC | NORTH | 2003 | 196.7 | 159
FORNEY ENERGY CENTER CTG 23 | Operational Resources (Thermal) |  | FRNYPP_GT23 | KAUFMAN | GAS-CC | NORTH | 2003 | 196.7 | 159
FORNEY ENERGY CENTER STG 10 | Operational Resources (Thermal) |  | FRNYPP_ST10 | KAUFMAN | GAS-CC | NORTH | 2003 | 422 | 408
FORNEY ENERGY CENTER STG 20 | Operational Resources (Thermal) |  | FRNYPP_ST20 | KAUFMAN | GAS-CC | NORTH | 2003 | 422 | 408
FREESTONE ENERGY CENTER CTG 1 | Operational Resources (Thermal) |  | FREC_GT1 | FREESTONE | GAS-CC | NORTH | 2002 | 179.35 | 156.2
FREESTONE ENERGY CENTER CTG 2 | Operational Resources (Thermal) |  | FREC_GT2 | FREESTONE | GAS-CC | NORTH | 2002 | 179.35 | 156.2
FREESTONE ENERGY CENTER CTG 4 | Operational Resources (Thermal) |  | FREC_GT4 | FREESTONE | GAS-CC | NORTH | 2002 | 179.35 | 156.46
FREESTONE ENERGY CENTER CTG 5 | Operational Resources (Thermal) |  | FREC_GT5 | FREESTONE | GAS-CC | NORTH | 2002 | 179.35 | 156.46
FREESTONE ENERGY CENTER STG 3 | Operational Resources (Thermal) |  | FREC_ST3 | FREESTONE | GAS-CC | NORTH | 2002 | 190.74 | 178.03
FREESTONE ENERGY CENTER STG 6 | Operational Resources (Thermal) |  | FREC_ST6 | FREESTONE | GAS-CC | NORTH | 2002 | 190.74 | 177.11
FRIENDSWOOD G CTG 1 (FORMERLY TEJAS POWER GENERATION) | Operational Resources (Thermal) |  | FEGC_UNIT1 | HARRIS | GAS-GT | HOUSTON | 2018 | 129 | 119
GRAHAM STG 1 | Operational Resources (Thermal) |  | GRSES_UNIT1 | YOUNG | GAS-ST | WEST | 1960 | 225 | 239
GRAHAM STG 2 | Operational Resources (Thermal) |  | GRSES_UNIT2 | YOUNG | GAS-ST | WEST | 1969 | 387 | 390
GREENS BAYOU CTG 73 | Operational Resources (Thermal) |  | GBY_GBYGT73 | HARRIS | GAS-GT | HOUSTON | 1976 | 72 | 57
GREENS BAYOU CTG 74 | Operational Resources (Thermal) |  | GBY_GBYGT74 | HARRIS | GAS-GT | HOUSTON | 1976 | 72 | 57
GREENS BAYOU CTG 81 | Operational Resources (Thermal) |  | GBY_GBYGT81 | HARRIS | GAS-GT | HOUSTON | 1976 | 72 | 57
GREENS BAYOU CTG 82 | Operational Resources (Thermal) |  | GBY_GBYGT82 | HARRIS | GAS-GT | HOUSTON | 1976 | 72 | 50
GREENS BAYOU CTG 83 | Operational Resources (Thermal) |  | GBY_GBYGT83 | HARRIS | GAS-GT | HOUSTON | 1976 | 72 | 57
GREENS BAYOU CTG 84 | Operational Resources (Thermal) |  | GBY_GBYGT84 | HARRIS | GAS-GT | HOUSTON | 1976 | 72 | 57
GREENVILLE IC ENGINE PLANT IC 1 | Operational Resources (Thermal) |  | STEAM_ENGINE_1 | HUNT | GAS-IC | NORTH | 2010 | 8.44 | 8.2
GREENVILLE IC ENGINE PLANT IC 2 | Operational Resources (Thermal) |  | STEAM_ENGINE_2 | HUNT | GAS-IC | NORTH | 2010 | 8.44 | 8.2
GREENVILLE IC ENGINE PLANT IC 3 | Operational Resources (Thermal) |  | STEAM_ENGINE_3 | HUNT | GAS-IC | NORTH | 2010 | 8.44 | 8.2
GREGORY POWER PARTNERS GT1 | Operational Resources (Thermal) |  | LGE_LGE_GT1 | SAN PATRICIO | GAS-CC | COASTAL | 2000 | 185 | 152
GREGORY POWER PARTNERS GT2 | Operational Resources (Thermal) |  | LGE_LGE_GT2 | SAN PATRICIO | GAS-CC | COASTAL | 2000 | 185 | 151
GREGORY POWER PARTNERS STG | Operational Resources (Thermal) |  | LGE_LGE_STG | SAN PATRICIO | GAS-CC | COASTAL | 2000 | 100 | 75
GUADALUPE ENERGY CENTER CTG 1 | Operational Resources (Thermal) |  | GUADG_GAS1 | GUADALUPE | GAS-CC | SOUTH | 2000 | 181 | 158
GUADALUPE ENERGY CENTER CTG 2 | Operational Resources (Thermal) |  | GUADG_GAS2 | GUADALUPE | GAS-CC | SOUTH | 2000 | 181 | 158
GUADALUPE ENERGY CENTER CTG 3 | Operational Resources (Thermal) |  | GUADG_GAS3 | GUADALUPE | GAS-CC | SOUTH | 2000 | 181 | 158
GUADALUPE ENERGY CENTER CTG 4 | Operational Resources (Thermal) |  | GUADG_GAS4 | GUADALUPE | GAS-CC | SOUTH | 2000 | 181 | 158
GUADALUPE ENERGY CENTER STG 5 | Operational Resources (Thermal) |  | GUADG_STM5 | GUADALUPE | GAS-CC | SOUTH | 2000 | 204 | 200
GUADALUPE ENERGY CENTER STG 6 | Operational Resources (Thermal) |  | GUADG_STM6 | GUADALUPE | GAS-CC | SOUTH | 2000 | 204 | 200
HANDLEY STG 3 | Operational Resources (Thermal) |  | HLSES_UNIT3 | TARRANT | GAS-ST | NORTH | 1963 | 395 | 375
HANDLEY STG 4 | Operational Resources (Thermal) |  | HLSES_UNIT4 | TARRANT | GAS-ST | NORTH | 1976 | 435 | 435
HANDLEY STG 5 | Operational Resources (Thermal) |  | HLSES_UNIT5 | TARRANT | GAS-ST | NORTH | 1977 | 435 | 435
HAYS ENERGY FACILITY CSG 1 | Operational Resources (Thermal) |  | HAYSEN_HAYSENG1 | HAYS | GAS-CC | SOUTH | 2002 | 242 | 213
HAYS ENERGY FACILITY CSG 2 | Operational Resources (Thermal) | 21INR0527 | HAYSEN_HAYSENG2 | HAYS | GAS-CC | SOUTH | 2002 | 242 | 214
HAYS ENERGY FACILITY CSG 3 | Operational Resources (Thermal) | 21INR0527 | HAYSEN_HAYSENG3 | HAYS | GAS-CC | SOUTH | 2002 | 252 | 213
HAYS ENERGY FACILITY CSG 4 | Operational Resources (Thermal) |  | HAYSEN_HAYSENG4 | HAYS | GAS-CC | SOUTH | 2002 | 252 | 216
HIDALGO ENERGY CENTER CTG 1 | Operational Resources (Thermal) |  | DUKE_DUKE_GT1 | HIDALGO | GAS-CC | SOUTH | 2000 | 176.63 | 143
HIDALGO ENERGY CENTER CTG 2 | Operational Resources (Thermal) |  | DUKE_DUKE_GT2 | HIDALGO | GAS-CC | SOUTH | 2000 | 176.63 | 143
HIDALGO ENERGY CENTER STG 1 | Operational Resources (Thermal) |  | DUKE_DUKE_ST1 | HIDALGO | GAS-CC | SOUTH | 2000 | 198.05 | 172
JACK COUNTY GEN FACILITY CTG 1 | Operational Resources (Thermal) |  | JACKCNTY_CT1 | JACK | GAS-CC | NORTH | 2006 | 198.9 | 150
JACK COUNTY GEN FACILITY CTG 2 | Operational Resources (Thermal) |  | JACKCNTY_CT2 | JACK | GAS-CC | NORTH | 2006 | 198.9 | 150
JACK COUNTY GEN FACILITY CTG 3 | Operational Resources (Thermal) |  | JCKCNTY2_CT3 | JACK | GAS-CC | NORTH | 2011 | 198.9 | 165
JACK COUNTY GEN FACILITY CTG 4 | Operational Resources (Thermal) |  | JCKCNTY2_CT4 | JACK | GAS-CC | NORTH | 2011 | 198.9 | 165
JACK COUNTY GEN FACILITY STG 1 | Operational Resources (Thermal) |  | JACKCNTY_STG | JACK | GAS-CC | NORTH | 2006 | 320.6 | 275
JACK COUNTY GEN FACILITY STG 2 | Operational Resources (Thermal) |  | JCKCNTY2_ST2 | JACK | GAS-CC | NORTH | 2011 | 320.6 | 294
JOHNSON COUNTY GEN FACILITY CTG 1 | Operational Resources (Thermal) |  | TEN_CT1 | JOHNSON | GAS-CC | NORTH | 1997 | 185 | 163
JOHNSON COUNTY GEN FACILITY STG 1 | Operational Resources (Thermal) |  | TEN_STG | JOHNSON | GAS-CC | NORTH | 1997 | 107 | 106
LAKE HUBBARD STG 1 | Operational Resources (Thermal) |  | LHSES_UNIT1 | DALLAS | GAS-ST | NORTH | 1970 | 397 | 392
LAKE HUBBARD STG 2 | Operational Resources (Thermal) |  | LHSES_UNIT2A | DALLAS | GAS-ST | NORTH | 1973 | 531 | 523
LAMAR ENERGY CENTER CTG 11 | Operational Resources (Thermal) |  | LPCCS_CT11 | LAMAR | GAS-CC | NORTH | 2000 | 186 | 161
LAMAR ENERGY CENTER CTG 12 | Operational Resources (Thermal) |  | LPCCS_CT12 | LAMAR | GAS-CC | NORTH | 2000 | 186 | 153
LAMAR ENERGY CENTER CTG 21 | Operational Resources (Thermal) |  | LPCCS_CT21 | LAMAR | GAS-CC | NORTH | 2000 | 186 | 153
LAMAR ENERGY CENTER CTG 22 | Operational Resources (Thermal) |  | LPCCS_CT22 | LAMAR | GAS-CC | NORTH | 2000 | 186 | 161
LAMAR ENERGY CENTER STG 1 | Operational Resources (Thermal) | 23INR0486 | LPCCS_UNIT1 | LAMAR | GAS-CC | NORTH | 2000 | 216 | 204
LAMAR ENERGY CENTER STG 2 | Operational Resources (Thermal) |  | LPCCS_UNIT2 | LAMAR | GAS-CC | NORTH | 2000 | 216 | 204
LAREDO CTG 4 | Operational Resources (Thermal) |  | LARDVFTN_G4 | WEBB | GAS-GT | SOUTH | 2008 | 98.5 | 92.9
LAREDO CTG 5 | Operational Resources (Thermal) |  | LARDVFTN_G5 | WEBB | GAS-GT | SOUTH | 2008 | 98.5 | 90.1
LEON CREEK PEAKER CTG 1 | Operational Resources (Thermal) |  | LEON_CRK_LCPCT1 | BEXAR | GAS-GT | SOUTH | 2004 | 48 | 46
LEON CREEK PEAKER CTG 2 | Operational Resources (Thermal) |  | LEON_CRK_LCPCT2 | BEXAR | GAS-GT | SOUTH | 2004 | 48 | 46
LEON CREEK PEAKER CTG 3 | Operational Resources (Thermal) |  | LEON_CRK_LCPCT3 | BEXAR | GAS-GT | SOUTH | 2004 | 48 | 46
LEON CREEK PEAKER CTG 4 | Operational Resources (Thermal) |  | LEON_CRK_LCPCT4 | BEXAR | GAS-GT | SOUTH | 2004 | 48 | 46
LIGNIN (CHAMON 2) U1 | Operational Resources (Thermal) |  | LIG_UNIT1 | HARRIS | GAS-GT | HOUSTON | 2022 | 60.5 | 42.5
LIGNIN (CHAMON 2) U2 | Operational Resources (Thermal) |  | LIG_UNIT2 | HARRIS | GAS-GT | HOUSTON | 2022 | 60.5 | 42.5
LOST PINES POWER CTG 1 | Operational Resources (Thermal) |  | LOSTPI_LOSTPGT1 | BASTROP | GAS-CC | SOUTH | 2001 | 202.5 | 183
LOST PINES POWER CTG 2 | Operational Resources (Thermal) |  | LOSTPI_LOSTPGT2 | BASTROP | GAS-CC | SOUTH | 2001 | 202.5 | 175
LOST PINES POWER STG 1 | Operational Resources (Thermal) |  | LOSTPI_LOSTPST1 | BASTROP | GAS-CC | SOUTH | 2001 | 204 | 192
MAGIC VALLEY STATION CTG 1 | Operational Resources (Thermal) |  | NEDIN_NEDIN_G1 | HIDALGO | GAS-CC | SOUTH | 2001 | 266.9 | 213.64
MAGIC VALLEY STATION CTG 2 | Operational Resources (Thermal) |  | NEDIN_NEDIN_G2 | HIDALGO | GAS-CC | SOUTH | 2001 | 266.9 | 213.64
MAGIC VALLEY STATION STG 3 | Operational Resources (Thermal) |  | NEDIN_NEDIN_G3 | HIDALGO | GAS-CC | SOUTH | 2001 | 258.4 | 255.45
MIDLOTHIAN ENERGY FACILITY CTG 1 | Operational Resources (Thermal) | 23INR0489 | MDANP_CT1 | ELLIS | GAS-CC | NORTH | 2001 | 247 | 232
MIDLOTHIAN ENERGY FACILITY CTG 2 | Operational Resources (Thermal) | 21INR0534 | MDANP_CT2 | ELLIS | GAS-CC | NORTH | 2001 | 247 | 230
MIDLOTHIAN ENERGY FACILITY CTG 3 | Operational Resources (Thermal) | 22INR0543 | MDANP_CT3 | ELLIS | GAS-CC | NORTH | 2001 | 247 | 229
MIDLOTHIAN ENERGY FACILITY CTG 4 | Operational Resources (Thermal) | 22INR0523 | MDANP_CT4 | ELLIS | GAS-CC | NORTH | 2001 | 247 | 232
MIDLOTHIAN ENERGY FACILITY CTG 5 | Operational Resources (Thermal) |  | MDANP_CT5 | ELLIS | GAS-CC | NORTH | 2002 | 260 | 244
MIDLOTHIAN ENERGY FACILITY CTG 6 | Operational Resources (Thermal) |  | MDANP_CT6 | ELLIS | GAS-CC | NORTH | 2002 | 260 | 246
MORGAN CREEK CTG 1 | Operational Resources (Thermal) |  | MGSES_CT1 | MITCHELL | GAS-GT | WEST | 1988 | 89.4 | 67
MORGAN CREEK CTG 2 | Operational Resources (Thermal) |  | MGSES_CT2 | MITCHELL | GAS-GT | WEST | 1988 | 89.4 | 66
MORGAN CREEK CTG 3 | Operational Resources (Thermal) |  | MGSES_CT3 | MITCHELL | GAS-GT | WEST | 1988 | 89.4 | 66
MORGAN CREEK CTG 4 | Operational Resources (Thermal) |  | MGSES_CT4 | MITCHELL | GAS-GT | WEST | 1988 | 89.4 | 67
MORGAN CREEK CTG 5 | Operational Resources (Thermal) |  | MGSES_CT5 | MITCHELL | GAS-GT | WEST | 1988 | 89.4 | 68
MORGAN CREEK CTG 6 | Operational Resources (Thermal) |  | MGSES_CT6 | MITCHELL | GAS-GT | WEST | 1988 | 89.4 | 68
MOUNTAIN CREEK STG 6 | Operational Resources (Thermal) |  | MCSES_UNIT6 | DALLAS | GAS-ST | NORTH | 1956 | 122 | 122
MOUNTAIN CREEK STG 7 | Operational Resources (Thermal) |  | MCSES_UNIT7 | DALLAS | GAS-ST | NORTH | 1958 | 118 | 118
NUECES BAY REPOWER CTG 8 | Operational Resources (Thermal) |  | NUECES_B_NUECESG8 | NUECES | GAS-CC | COASTAL | 2010 | 189.55 | 161
NUECES BAY REPOWER CTG 9 | Operational Resources (Thermal) |  | NUECES_B_NUECESG9 | NUECES | GAS-CC | COASTAL | 2010 | 189.55 | 161
NUECES BAY REPOWER STG 7 | Operational Resources (Thermal) |  | NUECES_B_NUECESG7 | NUECES | GAS-CC | COASTAL | 1972 | 351 | 322
O W SOMMERS STG 1 | Operational Resources (Thermal) |  | CALAVERS_OWS1 | BEXAR | GAS-ST | SOUTH | 1972 | 445 | 420
O W SOMMERS STG 2 | Operational Resources (Thermal) |  | CALAVERS_OWS2 | BEXAR | GAS-ST | SOUTH | 1974 | 435 | 410
OLD BLOOMINGTON ROAD CTG 1 (VICTORIA PORT 2) | Operational Resources (Thermal) |  | VICTPRT2_UNIT1 | VICTORIA | GAS-GT | SOUTH | 2022 | 60.5 | 46.7
OLD BLOOMINGTON ROAD CTG 2 (VICTORIA PORT 2) | Operational Resources (Thermal) |  | VICTPRT2_UNIT2 | VICTORIA | GAS-GT | SOUTH | 2022 | 60.5 | 46.7
PANDA SHERMAN POWER CTG 1 | Operational Resources (Thermal) |  | PANDA_S_SHER1CT1 | GRAYSON | GAS-CC | NORTH | 2014 | 232 | 218
PANDA SHERMAN POWER CTG 2 | Operational Resources (Thermal) |  | PANDA_S_SHER1CT2 | GRAYSON | GAS-CC | NORTH | 2014 | 232 | 217
PANDA SHERMAN POWER STG 1 | Operational Resources (Thermal) |  | PANDA_S_SHER1ST1 | GRAYSON | GAS-CC | NORTH | 2014 | 353.1 | 308
PANDA TEMPLE I POWER CTG 1 | Operational Resources (Thermal) | 22INR0533 | PANDA_T1_TMPL1CT1 | BELL | GAS-CC | NORTH | 2014 | 232 | 220
PANDA TEMPLE I POWER CTG 2 | Operational Resources (Thermal) | 22INR0533 | PANDA_T1_TMPL1CT2 | BELL | GAS-CC | NORTH | 2014 | 232 | 207
PANDA TEMPLE I POWER STG 1 | Operational Resources (Thermal) | 22INR0533 | PANDA_T1_TMPL1ST1 | BELL | GAS-CC | NORTH | 2014 | 353.1 | 324
PANDA TEMPLE II POWER CTG 1 | Operational Resources (Thermal) | 23INR0524 | PANDA_T2_TMPL2CT1 | BELL | GAS-CC | NORTH | 2015 | 232 | 218.45
PANDA TEMPLE II POWER CTG 2 | Operational Resources (Thermal) | 23INR0524 | PANDA_T2_TMPL2CT2 | BELL | GAS-CC | NORTH | 2015 | 232 | 218.45
PANDA TEMPLE II POWER STG 1 | Operational Resources (Thermal) | 23INR0524 | PANDA_T2_TMPL2ST1 | BELL | GAS-CC | NORTH | 2015 | 353.1 | 353.1
PARIS ENERGY CENTER CTG 1 | Operational Resources (Thermal) |  | TNSKA_GT1 | LAMAR | GAS-CC | NORTH | 1989 | 90.88 | 86
PARIS ENERGY CENTER CTG 2 | Operational Resources (Thermal) |  | TNSKA_GT2 | LAMAR | GAS-CC | NORTH | 1989 | 90.88 | 86
PARIS ENERGY CENTER STG 1 | Operational Resources (Thermal) |  | TNSKA_STG | LAMAR | GAS-CC | NORTH | 1990 | 90 | 87
PASADENA COGEN FACILITY CTG 2 | Operational Resources (Thermal) |  | PSG_PSG_GT2 | HARRIS | GAS-CC | HOUSTON | 2000 | 215.05 | 170
PASADENA COGEN FACILITY CTG 3 | Operational Resources (Thermal) |  | PSG_PSG_GT3 | HARRIS | GAS-CC | HOUSTON | 2000 | 215.05 | 170
PASADENA COGEN FACILITY STG 2 | Operational Resources (Thermal) |  | PSG_PSG_ST2 | HARRIS | GAS-CC | HOUSTON | 2000 | 195.5 | 168
PEARSALL ENGINE PLANT IC A | Operational Resources (Thermal) |  | PEARSAL2_AGR_A | FRIO | GAS-IC | SOUTH | 2012 | 50.64 | 50.64
PEARSALL ENGINE PLANT IC B | Operational Resources (Thermal) |  | PEARSAL2_AGR_B | FRIO | GAS-IC | SOUTH | 2012 | 50.64 | 50.64
PEARSALL ENGINE PLANT IC C | Operational Resources (Thermal) |  | PEARSAL2_AGR_C | FRIO | GAS-IC | SOUTH | 2012 | 50.64 | 50.64
PEARSALL ENGINE PLANT IC D | Operational Resources (Thermal) |  | PEARSAL2_AGR_D | FRIO | GAS-IC | SOUTH | 2012 | 50.64 | 50.64
PERMIAN BASIN CTG 1 | Operational Resources (Thermal) |  | PB2SES_CT1 | WARD | GAS-GT | WEST | 1988 | 89.4 | 64
PERMIAN BASIN CTG 2 | Operational Resources (Thermal) |  | PB2SES_CT2 | WARD | GAS-GT | WEST | 1988 | 89.4 | 64
PERMIAN BASIN CTG 3 | Operational Resources (Thermal) |  | PB2SES_CT3 | WARD | GAS-GT | WEST | 1988 | 89.4 | 64
PERMIAN BASIN CTG 4 | Operational Resources (Thermal) |  | PB2SES_CT4 | WARD | GAS-GT | WEST | 1990 | 89.4 | 64
PERMIAN BASIN CTG 5 | Operational Resources (Thermal) |  | PB2SES_CT5 | WARD | GAS-GT | WEST | 1990 | 89.4 | 65
PROENERGY SOUTH 1 (PES1) CTG 1 | Operational Resources (Thermal) |  | PRO_UNIT1 | HARRIS | GAS-GT | HOUSTON | 2021 | 60.5 | 45.09
PROENERGY SOUTH 1 (PES1) CTG 2 | Operational Resources (Thermal) |  | PRO_UNIT2 | HARRIS | GAS-GT | HOUSTON | 2021 | 60.5 | 45.09
PROENERGY SOUTH 1 (PES1) CTG 3 | Operational Resources (Thermal) |  | PRO_UNIT3 | HARRIS | GAS-GT | HOUSTON | 2021 | 60.5 | 45.09
PROENERGY SOUTH 1 (PES1) CTG 4 | Operational Resources (Thermal) |  | PRO_UNIT4 | HARRIS | GAS-GT | HOUSTON | 2021 | 60.5 | 45.09
PROENERGY SOUTH 1 (PES1) CTG 5 | Operational Resources (Thermal) |  | PRO_UNIT5 | HARRIS | GAS-GT | HOUSTON | 2021 | 60.5 | 45.09
PROENERGY SOUTH 1 (PES1) CTG 6 | Operational Resources (Thermal) |  | PRO_UNIT6 | HARRIS | GAS-GT | HOUSTON | 2021 | 60.5 | 45.09
PROENERGY SOUTH 2 (PES2) CTG 7 | Operational Resources (Thermal) |  | PRO_UNIT7 | HARRIS | GAS-GT | HOUSTON | 2021 | 60.5 | 45.09
PROENERGY SOUTH 2 (PES2) CTG 8 | Operational Resources (Thermal) |  | PRO_UNIT8 | HARRIS | GAS-GT | HOUSTON | 2021 | 60.5 | 45.09
PHR PEAKERS (BAC) CTG 1 | Operational Resources (Thermal) |  | BAC_CTG1 | GALVESTON | GAS-GT | HOUSTON | 2018 | 65 | 61
PHR PEAKERS (BAC) CTG 2 | Operational Resources (Thermal) |  | BAC_CTG2 | GALVESTON | GAS-GT | HOUSTON | 2018 | 65 | 62
PHR PEAKERS (BAC) CTG 3 | Operational Resources (Thermal) |  | BAC_CTG3 | GALVESTON | GAS-GT | HOUSTON | 2018 | 65 | 52
PHR PEAKERS (BAC) CTG 4 | Operational Resources (Thermal) |  | BAC_CTG4 | GALVESTON | GAS-GT | HOUSTON | 2018 | 65 | 56
PHR PEAKERS (BAC) CTG 5 | Operational Resources (Thermal) |  | BAC_CTG5 | GALVESTON | GAS-GT | HOUSTON | 2018 | 65 | 56
PHR PEAKERS (BAC) CTG 6 | Operational Resources (Thermal) |  | BAC_CTG6 | GALVESTON | GAS-GT | HOUSTON | 2018 | 65 | 54
POWERLANE PLANT STG 2 | Operational Resources (Thermal) |  | STEAM_STEAM_2 | HUNT | GAS-ST | NORTH | 1967 | 25 | 21.5
POWERLANE PLANT STG 3 | Operational Resources (Thermal) |  | STEAM_STEAM_3 | HUNT | GAS-ST | NORTH | 1978 | 43.2 | 36
QUAIL RUN ENERGY CTG 1 | Operational Resources (Thermal) |  | QALSW_GT1 | ECTOR | GAS-CC | WEST | 2007 | 90.6 | 80
QUAIL RUN ENERGY CTG 2 | Operational Resources (Thermal) |  | QALSW_GT2 | ECTOR | GAS-CC | WEST | 2007 | 90.6 | 80
QUAIL RUN ENERGY CTG 3 | Operational Resources (Thermal) |  | QALSW_GT3 | ECTOR | GAS-CC | WEST | 2008 | 90.6 | 80
QUAIL RUN ENERGY CTG 4 | Operational Resources (Thermal) |  | QALSW_GT4 | ECTOR | GAS-CC | WEST | 2008 | 90.6 | 80
QUAIL RUN ENERGY STG 1 | Operational Resources (Thermal) |  | QALSW_STG1 | ECTOR | GAS-CC | WEST | 2007 | 98.1 | 98
QUAIL RUN ENERGY STG 2 | Operational Resources (Thermal) |  | QALSW_STG2 | ECTOR | GAS-CC | WEST | 2008 | 98.1 | 98
R W MILLER CTG 4 | Operational Resources (Thermal) |  | MIL_MILLERG4 | PALO PINTO | GAS-GT | NORTH | 1994 | 115.25 | 104
R W MILLER CTG 5 | Operational Resources (Thermal) |  | MIL_MILLERG5 | PALO PINTO | GAS-GT | NORTH | 1994 | 115.25 | 104
R W MILLER STG 1 | Operational Resources (Thermal) |  | MIL_MILLERG1 | PALO PINTO | GAS-ST | NORTH | 1968 | 74.98 | 75
R W MILLER STG 2 | Operational Resources (Thermal) |  | MIL_MILLERG2 | PALO PINTO | GAS-ST | NORTH | 1972 | 113.61 | 120
R W MILLER STG 3 | Operational Resources (Thermal) |  | MIL_MILLERG3 | PALO PINTO | GAS-ST | NORTH | 1975 | 216.01 | 208
RAY OLINGER CTG 4 | Operational Resources (Thermal) |  | OLINGR_OLING_4 | COLLIN | GAS-GT | NORTH | 2001 | 88.4 | 90
RAY OLINGER STG 2 | Operational Resources (Thermal) |  | OLINGR_OLING_2 | COLLIN | GAS-ST | NORTH | 1971 | 113.64 | 107
RAY OLINGER STG 3 | Operational Resources (Thermal) |  | OLINGR_OLING_3 | COLLIN | GAS-ST | NORTH | 1975 | 156.6 | 146
RABBS POWER STATION U1 | Operational Resources (Thermal) |  | RAB_UNIT1 | FORT BEND | GAS-GT | HOUSTON | 2022 | 60.5 | 45.1
RABBS POWER STATION U2 | Operational Resources (Thermal) |  | RAB_UNIT2 | FORT BEND | GAS-GT | HOUSTON | 2022 | 60.5 | 45.1
RABBS POWER STATION U3 | Operational Resources (Thermal) |  | RAB_UNIT3 | FORT BEND | GAS-GT | HOUSTON | 2022 | 60.5 | 45.1
RABBS POWER STATION U4 | Operational Resources (Thermal) |  | RAB_UNIT4 | FORT BEND | GAS-GT | HOUSTON | 2022 | 60.5 | 45.1
RABBS POWER STATION U5 | Operational Resources (Thermal) |  | RAB_UNIT5 | FORT BEND | GAS-GT | HOUSTON | 2022 | 60.5 | 45.1
RABBS POWER STATION U6 | Operational Resources (Thermal) |  | RAB_UNIT6 | FORT BEND | GAS-GT | HOUSTON | 2022 | 60.5 | 45.1
RABBS POWER STATION U7 | Operational Resources (Thermal) |  | RAB_UNIT7 | FORT BEND | GAS-GT | HOUSTON | 2022 | 60.5 | 45.1
RABBS POWER STATION U8 | Operational Resources (Thermal) |  | RAB_UNIT8 | FORT BEND | GAS-GT | HOUSTON | 2022 | 60.5 | 45.1
REDGATE IC A | Operational Resources (Thermal) |  | REDGATE_AGR_A | HIDALGO | GAS-IC | SOUTH | 2016 | 56.28 | 56.28
REDGATE IC B | Operational Resources (Thermal) |  | REDGATE_AGR_B | HIDALGO | GAS-IC | SOUTH | 2016 | 56.28 | 56.28
REDGATE IC C | Operational Resources (Thermal) |  | REDGATE_AGR_C | HIDALGO | GAS-IC | SOUTH | 2016 | 56.28 | 56.28
REDGATE IC D | Operational Resources (Thermal) |  | REDGATE_AGR_D | HIDALGO | GAS-IC | SOUTH | 2016 | 56.28 | 56.28
RIO NOGALES POWER CTG 1 | Operational Resources (Thermal) |  | RIONOG_CT1 | GUADALUPE | GAS-CC | SOUTH | 2002 | 188.7 | 162
RIO NOGALES POWER CTG 2 | Operational Resources (Thermal) |  | RIONOG_CT2 | GUADALUPE | GAS-CC | SOUTH | 2002 | 188.7 | 162
RIO NOGALES POWER CTG 3 | Operational Resources (Thermal) |  | RIONOG_CT3 | GUADALUPE | GAS-CC | SOUTH | 2002 | 188.7 | 162
RIO NOGALES POWER STG 4 | Operational Resources (Thermal) |  | RIONOG_ST1 | GUADALUPE | GAS-CC | SOUTH | 2002 | 373.16 | 306
SAM RAYBURN POWER CTG 7 | Operational Resources (Thermal) |  | RAYBURN_RAYBURG7 | VICTORIA | GAS-CC | SOUTH | 2003 | 60.5 | 50
SAM RAYBURN POWER CTG 8 | Operational Resources (Thermal) |  | RAYBURN_RAYBURG8 | VICTORIA | GAS-CC | SOUTH | 2003 | 60.5 | 51
SAM RAYBURN POWER CTG 9 | Operational Resources (Thermal) |  | RAYBURN_RAYBURG9 | VICTORIA | GAS-CC | SOUTH | 2003 | 60.5 | 50
SAM RAYBURN POWER STG 10 | Operational Resources (Thermal) |  | RAYBURN_RAYBURG10 | VICTORIA | GAS-CC | SOUTH | 2003 | 41.98 | 40
SAN JACINTO SES CTG 1 | Operational Resources (Thermal) |  | SJS_SJS_G1 | HARRIS | GAS-GT | HOUSTON | 1995 | 88.23 | 83
SAN JACINTO SES CTG 2 | Operational Resources (Thermal) |  | SJS_SJS_G2 | HARRIS | GAS-GT | HOUSTON | 1995 | 88.23 | 83
SANDHILL ENERGY CENTER CTG 1 | Operational Resources (Thermal) |  | SANDHSYD_SH1 | TRAVIS | GAS-GT | SOUTH | 2001 | 60.5 | 47
SANDHILL ENERGY CENTER CTG 2 | Operational Resources (Thermal) |  | SANDHSYD_SH2 | TRAVIS | GAS-GT | SOUTH | 2001 | 60.5 | 47
SANDHILL ENERGY CENTER CTG 3 | Operational Resources (Thermal) |  | SANDHSYD_SH3 | TRAVIS | GAS-GT | SOUTH | 2001 | 60.5 | 47
SANDHILL ENERGY CENTER CTG 4 | Operational Resources (Thermal) |  | SANDHSYD_SH4 | TRAVIS | GAS-GT | SOUTH | 2001 | 60.5 | 47
SANDHILL ENERGY CENTER CTG 5A | Operational Resources (Thermal) |  | SANDHSYD_SH_5A | TRAVIS | GAS-CC | SOUTH | 2004 | 198.9 | 151
SANDHILL ENERGY CENTER CTG 6 | Operational Resources (Thermal) |  | SANDHSYD_SH6 | TRAVIS | GAS-GT | SOUTH | 2010 | 60.5 | 47
SANDHILL ENERGY CENTER CTG 7 | Operational Resources (Thermal) |  | SANDHSYD_SH7 | TRAVIS | GAS-GT | SOUTH | 2010 | 60.5 | 47
SANDHILL ENERGY CENTER STG 5C | Operational Resources (Thermal) |  | SANDHSYD_SH_5C | TRAVIS | GAS-CC | SOUTH | 2004 | 191 | 148
SILAS RAY CTG 10 | Operational Resources (Thermal) |  | SILASRAY_SILAS_10 | CAMERON | GAS-GT | COASTAL | 2004 | 60.5 | 46
SILAS RAY POWER CTG 9 | Operational Resources (Thermal) |  | SILASRAY_SILAS_9 | CAMERON | GAS-CC | COASTAL | 1996 | 50 | 40
SILAS RAY POWER STG 6 | Operational Resources (Thermal) |  | SILASRAY_SILAS_6 | CAMERON | GAS-CC | COASTAL | 1962 | 25 | 20
SIM GIDEON STG 1 | Operational Resources (Thermal) |  | GIDEON_GIDEONG1 | BASTROP | GAS-ST | SOUTH | 1965 | 136 | 130
SIM GIDEON STG 2 | Operational Resources (Thermal) |  | GIDEON_GIDEONG2 | BASTROP | GAS-ST | SOUTH | 1968 | 136 | 133
SIM GIDEON STG 3 | Operational Resources (Thermal) |  | GIDEON_GIDEONG3 | BASTROP | GAS-ST | SOUTH | 1972 | 351 | 336
SKY GLOBAL POWER ONE IC A | Operational Resources (Thermal) |  | SKY1_SKY1A | COLORADO | GAS-IC | SOUTH | 2016 | 25.71 | 26.7
SKY GLOBAL POWER ONE IC B | Operational Resources (Thermal) |  | SKY1_SKY1B | COLORADO | GAS-IC | SOUTH | 2016 | 25.71 | 26.7
STRYKER CREEK STG 1 | Operational Resources (Thermal) |  | SCSES_UNIT1A | CHEROKEE | GAS-ST | NORTH | 1958 | 177 | 167
STRYKER CREEK STG 2 | Operational Resources (Thermal) |  | SCSES_UNIT2 | CHEROKEE | GAS-ST | NORTH | 1965 | 479 | 502
T H WHARTON CTG 1 | Operational Resources (Thermal) |  | THW_THWGT_1 | HARRIS | GAS-GT | HOUSTON | 1967 | 16.32 | 14
T H WHARTON POWER CTG 31 | Operational Resources (Thermal) |  | THW_THWGT31 | HARRIS | GAS-CC | HOUSTON | 1972 | 51.3 | 56
T H WHARTON POWER CTG 32 | Operational Resources (Thermal) |  | THW_THWGT32 | HARRIS | GAS-CC | HOUSTON | 1972 | 51.3 | 56
T H WHARTON POWER CTG 33 | Operational Resources (Thermal) |  | THW_THWGT33 | HARRIS | GAS-CC | HOUSTON | 1972 | 51.3 | 56
T H WHARTON POWER CTG 34 | Operational Resources (Thermal) |  | THW_THWGT34 | HARRIS | GAS-CC | HOUSTON | 1972 | 51.3 | 56
T H WHARTON POWER CTG 41 | Operational Resources (Thermal) |  | THW_THWGT41 | HARRIS | GAS-CC | HOUSTON | 1972 | 51.3 | 56
T H WHARTON POWER CTG 42 | Operational Resources (Thermal) |  | THW_THWGT42 | HARRIS | GAS-CC | HOUSTON | 1972 | 51.3 | 56
T H WHARTON POWER CTG 43 | Operational Resources (Thermal) |  | THW_THWGT43 | HARRIS | GAS-CC | HOUSTON | 1974 | 62 | 56
T H WHARTON POWER CTG 44 | Operational Resources (Thermal) |  | THW_THWGT44 | HARRIS | GAS-CC | HOUSTON | 1974 | 62 | 56
T H WHARTON POWER CTG 51 | Operational Resources (Thermal) |  | THW_THWGT51 | HARRIS | GAS-GT | HOUSTON | 1975 | 85 | 57
T H WHARTON POWER CTG 52 | Operational Resources (Thermal) |  | THW_THWGT52 | HARRIS | GAS-GT | HOUSTON | 1975 | 85 | 57
T H WHARTON POWER CTG 53 | Operational Resources (Thermal) |  | THW_THWGT53 | HARRIS | GAS-GT | HOUSTON | 1975 | 85 | 57
T H WHARTON POWER CTG 54 | Operational Resources (Thermal) |  | THW_THWGT54 | HARRIS | GAS-GT | HOUSTON | 1975 | 85 | 57
T H WHARTON POWER CTG 55 | Operational Resources (Thermal) |  | THW_THWGT55 | HARRIS | GAS-GT | HOUSTON | 1975 | 85 | 57
T H WHARTON POWER CTG 56 | Operational Resources (Thermal) |  | THW_THWGT56 | HARRIS | GAS-GT | HOUSTON | 1975 | 85 | 57
T H WHARTON POWER STG 3 | Operational Resources (Thermal) |  | THW_THWST_3 | HARRIS | GAS-CC | HOUSTON | 1974 | 113.1 | 109
T H WHARTON POWER STG 4 | Operational Resources (Thermal) |  | THW_THWST_4 | HARRIS | GAS-CC | HOUSTON | 1974 | 113.1 | 109
TEXAS CITY POWER CTG A | Operational Resources (Thermal) |  | TXCTY_CTA | GALVESTON | GAS-CC | HOUSTON | 2000 | 129.06 | 100.62
TEXAS CITY POWER CTG B | Operational Resources (Thermal) |  | TXCTY_CTB | GALVESTON | GAS-CC | HOUSTON | 2000 | 129.06 | 100.62
TEXAS CITY POWER CTG C | Operational Resources (Thermal) |  | TXCTY_CTC | GALVESTON | GAS-CC | HOUSTON | 2000 | 129.06 | 100.62
TEXAS CITY POWER STG | Operational Resources (Thermal) |  | TXCTY_ST | GALVESTON | GAS-CC | HOUSTON | 2000 | 143.65 | 131.52
TEXAS GULF SULPHUR CTG 1 | Operational Resources (Thermal) |  | TGS_GT01 | WHARTON | GAS-GT | SOUTH | 1985 | 94 | 68.5
TRINIDAD STG 6 | Operational Resources (Thermal) |  | TRSES_UNIT6 | HENDERSON | GAS-ST | NORTH | 1965 | 239 | 235
TOPAZ POWER PLANT U1 | Operational Resources (Thermal) |  | TOPAZ_UNIT1 | GALVESTON | GAS-GT | HOUSTON | 2021 | 60.5 | 45.09
TOPAZ POWER PLANT U2 | Operational Resources (Thermal) |  | TOPAZ_UNIT2 | GALVESTON | GAS-GT | HOUSTON | 2021 | 60.5 | 45.09
TOPAZ POWER PLANT U3 | Operational Resources (Thermal) |  | TOPAZ_UNIT3 | GALVESTON | GAS-GT | HOUSTON | 2021 | 60.5 | 45.09
TOPAZ POWER PLANT U4 | Operational Resources (Thermal) |  | TOPAZ_UNIT4 | GALVESTON | GAS-GT | HOUSTON | 2021 | 60.5 | 45.09
TOPAZ POWER PLANT U5 | Operational Resources (Thermal) |  | TOPAZ_UNIT5 | GALVESTON | GAS-GT | HOUSTON | 2021 | 60.5 | 45.09
TOPAZ POWER PLANT U6 | Operational Resources (Thermal) |  | TOPAZ_UNIT6 | GALVESTON | GAS-GT | HOUSTON | 2021 | 60.5 | 45.09
TOPAZ POWER PLANT U7 | Operational Resources (Thermal) |  | TOPAZ_UNIT7 | GALVESTON | GAS-GT | HOUSTON | 2021 | 60.5 | 45.09
TOPAZ POWER PLANT U8 | Operational Resources (Thermal) |  | TOPAZ_UNIT8 | GALVESTON | GAS-GT | HOUSTON | 2021 | 60.5 | 45.09
TOPAZ POWER PLANT U9 | Operational Resources (Thermal) |  | TOPAZ_UNIT9 | GALVESTON | GAS-GT | HOUSTON | 2021 | 60.5 | 45.09
TOPAZ POWER PLANT U10 | Operational Resources (Thermal) |  | TOPAZ_UNIT10 | GALVESTON | GAS-GT | HOUSTON | 2021 | 60.5 | 45.09
V H BRAUNIG CTG 5 | Operational Resources (Thermal) |  | BRAUNIG_VHB6CT5 | BEXAR | GAS-GT | SOUTH | 2009 | 64.5 | 48
V H BRAUNIG CTG 6 | Operational Resources (Thermal) |  | BRAUNIG_VHB6CT6 | BEXAR | GAS-GT | SOUTH | 2009 | 64.5 | 48
V H BRAUNIG CTG 7 | Operational Resources (Thermal) |  | BRAUNIG_VHB6CT7 | BEXAR | GAS-GT | SOUTH | 2009 | 64.5 | 48
V H BRAUNIG CTG 8 | Operational Resources (Thermal) |  | BRAUNIG_VHB6CT8 | BEXAR | GAS-GT | SOUTH | 2009 | 64.5 | 47
V H BRAUNIG STG 1 | Operational Resources (Thermal) |  | BRAUNIG_VHB1 | BEXAR | GAS-ST | SOUTH | 1966 | 225 | 217
V H BRAUNIG STG 2 | Operational Resources (Thermal) |  | BRAUNIG_VHB2 | BEXAR | GAS-ST | SOUTH | 1968 | 240 | 230
V H BRAUNIG STG 3 | Operational Resources (Thermal) |  | BRAUNIG_VHB3 | BEXAR | GAS-ST | SOUTH | 1970 | 420 | 412
VICTORIA CITY (CITYVICT) CTG 1 | Operational Resources (Thermal) |  | CITYVICT_CTG01 | VICTORIA | GAS-GT | SOUTH | 2020 | 60.5 | 46.7
VICTORIA CITY (CITYVICT) CTG 2 | Operational Resources (Thermal) |  | CITYVICT_CTG02 | VICTORIA | GAS-GT | SOUTH | 2020 | 60.5 | 46.7
VICTORIA PORT (VICTPORT) CTG 1 | Operational Resources (Thermal) |  | VICTPORT_CTG01 | VICTORIA | GAS-GT | SOUTH | 2019 | 60.5 | 46.7
VICTORIA PORT (VICTPORT) CTG 2 | Operational Resources (Thermal) |  | VICTPORT_CTG02 | VICTORIA | GAS-GT | SOUTH | 2019 | 60.5 | 46.7
VICTORIA POWER CTG 6 | Operational Resources (Thermal) |  | VICTORIA_VICTORG6 | VICTORIA | GAS-CC | SOUTH | 2009 | 196.86 | 171
VICTORIA POWER STG 5 | Operational Resources (Thermal) |  | VICTORIA_VICTORG5 | VICTORIA | GAS-CC | SOUTH | 2009 | 180.2 | 132
W A PARISH CTG 1 | Operational Resources (Thermal) |  | WAP_WAPGT_1 | FORT BEND | GAS-GT | HOUSTON | 1967 | 16.32 | 13
W A PARISH STG 1 | Operational Resources (Thermal) |  | WAP_WAP_G1 | FORT BEND | GAS-ST | HOUSTON | 1958 | 187.85 | 169
W A PARISH STG 2 | Operational Resources (Thermal) |  | WAP_WAP_G2 | FORT BEND | GAS-ST | HOUSTON | 1958 | 187.85 | 169
W A PARISH STG 3 | Operational Resources (Thermal) |  | WAP_WAP_G3 | FORT BEND | GAS-ST | HOUSTON | 1961 | 299.2 | 246
W A PARISH STG 4 | Operational Resources (Thermal) |  | WAP_WAP_G4 | FORT BEND | GAS-ST | HOUSTON | 1968 | 580.5 | 536
WICHITA FALLS CTG 1 | Operational Resources (Thermal) |  | WFCOGEN_UNIT1 | WICHITA | GAS-CC | WEST | 1987 | 20 | 20
WICHITA FALLS CTG 2 | Operational Resources (Thermal) |  | WFCOGEN_UNIT2 | WICHITA | GAS-CC | WEST | 1987 | 20 | 20
WICHITA FALLS CTG 3 | Operational Resources (Thermal) |  | WFCOGEN_UNIT3 | WICHITA | GAS-CC | WEST | 1987 | 20 | 20
WICHITA FALLS STG 4 | Operational Resources (Thermal) |  | WFCOGEN_UNIT4 | WICHITA | GAS-CC | WEST | 1987 | 20 | 17
WINCHESTER POWER PARK CTG 1 | Operational Resources (Thermal) |  | WIPOPA_WPP_G1 | FAYETTE | GAS-GT | SOUTH | 2009 | 60.5 | 44
WINCHESTER POWER PARK CTG 2 | Operational Resources (Thermal) |  | WIPOPA_WPP_G2 | FAYETTE | GAS-GT | SOUTH | 2009 | 60.5 | 44
WINCHESTER POWER PARK CTG 3 | Operational Resources (Thermal) |  | WIPOPA_WPP_G3 | FAYETTE | GAS-GT | SOUTH | 2009 | 60.5 | 44
WINCHESTER POWER PARK CTG 4 | Operational Resources (Thermal) |  | WIPOPA_WPP_G4 | FAYETTE | GAS-GT | SOUTH | 2009 | 60.5 | 44
WISE-TRACTEBEL POWER CTG 1 | Operational Resources (Thermal) | 20INR0286 | WCPP_CT1 | WISE | GAS-CC | NORTH | 2004 | 275 | 244.4
WISE-TRACTEBEL POWER CTG 2 | Operational Resources (Thermal) | 20INR0286 | WCPP_CT2 | WISE | GAS-CC | NORTH | 2004 | 275 | 244.4
WISE-TRACTEBEL POWER STG 1 | Operational Resources (Thermal) | 20INR0286 | WCPP_ST1 | WISE | GAS-CC | NORTH | 2004 | 290 | 298
WOLF HOLLOW POWER CTG 1 | Operational Resources (Thermal) |  | WHCCS_CT1 | HOOD | GAS-CC | NORTH | 2002 | 264.5 | 240.4
WOLF HOLLOW POWER CTG 2 | Operational Resources (Thermal) |  | WHCCS_CT2 | HOOD | GAS-CC | NORTH | 2002 | 264.5 | 234.4
WOLF HOLLOW POWER STG | Operational Resources (Thermal) |  | WHCCS_STG | HOOD | GAS-CC | NORTH | 2002 | 300 | 270
NACOGDOCHES POWER | Operational Resources (Thermal) |  | NACPW_UNIT1 | NACOGDOCHES | BIOMASS | NORTH | 2012 | 116.45 | 105
BIOENERGY AUSTIN-WALZEM RD LFG | Operational Resources (Thermal) |  | DG_WALZE_4UNITS | BEXAR | BIOMASS | SOUTH | 2002 | 9.8 | 9.8
BIOENERGY TEXAS-COVEL GARDENS LFG | Operational Resources (Thermal) |  | DG_MEDIN_1UNIT | BEXAR | BIOMASS | SOUTH | 2005 | 9.6 | 9.6
FARMERS BRANCH LANDFILL GAS TO ENERGY | Operational Resources (Thermal) |  | DG_HBR_2UNITS | DENTON | BIOMASS | NORTH | 2011 | 3.2 | 3.2
GRAND PRAIRIE LFG | Operational Resources (Thermal) |  | DG_TRIRA_1UNIT | DALLAS | BIOMASS | NORTH | 2015 | 4 | 4
NELSON GARDENS LFG | Operational Resources (Thermal) |  | DG_78252_4UNITS | BEXAR | BIOMASS | SOUTH | 2013 | 4.2 | 4.2
WM RENEWABLE-AUSTIN LFG | Operational Resources (Thermal) |  | DG_SPRIN_4UNITS | TRAVIS | BIOMASS | SOUTH | 2007 | 6.4 | 6.4
WM RENEWABLE-BIOENERGY PARTNERS LFG | Operational Resources (Thermal) |  | DG_BIOE_2UNITS | DENTON | BIOMASS | NORTH | 1988 | 6.2 | 6.2
WM RENEWABLE-DFW GAS RECOVERY LFG | Operational Resources (Thermal) |  | DG_BIO2_4UNITS | DENTON | BIOMASS | NORTH | 2009 | 6.4 | 6.4
WM RENEWABLE-MESQUITE CREEK LFG | Operational Resources (Thermal) |  | DG_FREIH_2UNITS | COMAL | BIOMASS | SOUTH | 2011 | 3.2 | 3.2
WM RENEWABLE-WESTSIDE LFG | Operational Resources (Thermal) |  | DG_WSTHL_3UNITS | PARKER | BIOMASS | NORTH | 2010 | 4.8 | 4.8
BRANDON (LP&L) (DGR) | Operational Resources - Synchronized but not Approved for Commercial Operations (Thermal) | 21INR0201 | BRANDON_UNIT1 | LUBBOCK | GAS-GT | PANHANDLE | 2021 | 25 | 20
BEACHWOOD POWER STATION U4 | Operational Resources - Synchronized but not Approved for Commercial Operations (Thermal) | 22INR0607 | BCH_UNIT4 | BRAZORIA | GAS-GT | COASTAL | 2023 | 60.5 | 45.1
BEACHWOOD POWER STATION U5 | Operational Resources - Synchronized but not Approved for Commercial Operations (Thermal) | 22INR0607 | BCH_UNIT5 | BRAZORIA | GAS-GT | COASTAL | 2023 | 60.5 | 45.1
BEACHWOOD POWER STATION U6 | Operational Resources - Synchronized but not Approved for Commercial Operations (Thermal) | 22INR0607 | BCH_UNIT6 | BRAZORIA | GAS-GT | COASTAL | 2023 | 60.5 | 45.1
COLORADO BEND ENERGY CENTER CTG 11 | Operational Resources - Synchronized but not Approved for Commercial Operations (Thermal) | 21INR0512 | CBEC_GT11 | WHARTON | GAS-GT | HOUSTON | 2023 | 41.65 | 39
COLORADO BEND ENERGY CENTER CTG 12 | Operational Resources - Synchronized but not Approved for Commercial Operations (Thermal) | 21INR0512 | CBEC_GT12 | WHARTON | GAS-GT | HOUSTON | 2023 | 41.65 | 39
R MASSENGALE CTG 1 (LP&L) | Operational Resources - Synchronized but not Approved for Commercial Operations (Thermal) | 21INR0202 | MASSENGL_G6 | LUBBOCK | GAS-CC | PANHANDLE | 2021 | 20 | 18
R MASSENGALE CTG 2 (LP&L) | Operational Resources - Synchronized but not Approved for Commercial Operations (Thermal) | 21INR0202 | MASSENGL_G7 | LUBBOCK | GAS-CC | PANHANDLE | 2021 | 20 | 18
R MASSENGALE STG (LP&L) | Operational Resources - Synchronized but not Approved for Commercial Operations (Thermal) | 21INR0202 | MASSENGL_G8 | LUBBOCK | GAS-CC | PANHANDLE | 2021 | 58.9 | 38
TY COOKE CTG 1 (LP&L) | Operational Resources - Synchronized but not Approved for Commercial Operations (Thermal) | 21INR0506 | TY_COOKE_GT2 | LUBBOCK | GAS-GT | PANHANDLE | 2021 | 18.7 | 14
TY COOKE CTG 2 (LP&L) | Operational Resources - Synchronized but not Approved for Commercial Operations (Thermal) | 21INR0506 | TY_COOKE_GT3 | LUBBOCK | GAS-GT | PANHANDLE | 2021 | 26.6 | 17
AMISTAD HYDRO 1 | Operational Resources (Hydro) |  | AMISTAD_AMISTAG1 | VAL VERDE | HYDRO | WEST | 1983 | 34.7 | 37.9
AMISTAD HYDRO 2 | Operational Resources (Hydro) |  | AMISTAD_AMISTAG2 | VAL VERDE | HYDRO | WEST | 1983 | 34.7 | 37.9
AUSTIN HYDRO 1 | Operational Resources (Hydro) |  | AUSTPL_AUSTING1 | TRAVIS | HYDRO | SOUTH | 1940 | 9 | 8
AUSTIN HYDRO 2 | Operational Resources (Hydro) |  | AUSTPL_AUSTING2 | TRAVIS | HYDRO | SOUTH | 1940 | 9 | 9
BUCHANAN HYDRO 1 | Operational Resources (Hydro) |  | BUCHAN_BUCHANG1 | LLANO | HYDRO | SOUTH | 1938 | 18.3 | 16
BUCHANAN HYDRO 2 | Operational Resources (Hydro) |  | BUCHAN_BUCHANG2 | LLANO | HYDRO | SOUTH | 1938 | 18.3 | 16
BUCHANAN HYDRO 3 | Operational Resources (Hydro) |  | BUCHAN_BUCHANG3 | LLANO | HYDRO | SOUTH | 1950 | 18.3 | 17
DENISON DAM 1 | Operational Resources (Hydro) |  | DNDAM_DENISOG1 | GRAYSON | HYDRO | NORTH | 1944 | 50.8 | 49.5
DENISON DAM 2 | Operational Resources (Hydro) |  | DNDAM_DENISOG2 | GRAYSON | HYDRO | NORTH | 1948 | 50.8 | 49.5
EAGLE PASS HYDRO | Operational Resources (Hydro) |  | EAGLE_HY_EAGLE_HY1 | MAVERICK | HYDRO | SOUTH | 2005 | 9.6 | 9.6
FALCON HYDRO 1 | Operational Resources (Hydro) |  | FALCON_FALCONG1 | STARR | HYDRO | SOUTH | 1954 | 10.5 | 12
FALCON HYDRO 2 | Operational Resources (Hydro) |  | FALCON_FALCONG2 | STARR | HYDRO | SOUTH | 1954 | 10.5 | 12
FALCON HYDRO 3 | Operational Resources (Hydro) |  | FALCON_FALCONG3 | STARR | HYDRO | SOUTH | 1954 | 10.5 | 12
GRANITE SHOALS HYDRO 1 | Operational Resources (Hydro) |  | WIRTZ_WIRTZ_G1 | BURNET | HYDRO | SOUTH | 1951 | 27 | 29
GRANITE SHOALS HYDRO 2 | Operational Resources (Hydro) |  | WIRTZ_WIRTZ_G2 | BURNET | HYDRO | SOUTH | 1951 | 27 | 29
GUADALUPE BLANCO RIVER AUTH-CANYON | Operational Resources (Hydro) |  | CANYHY_CANYHYG1 | COMAL | HYDRO | SOUTH | 1989 | 6 | 6
INKS HYDRO 1 | Operational Resources (Hydro) |  | INKSDA_INKS_G1 | LLANO | HYDRO | SOUTH | 1938 | 15 | 14
MARBLE FALLS HYDRO 1 | Operational Resources (Hydro) |  | MARBFA_MARBFAG1 | BURNET | HYDRO | SOUTH | 1951 | 19.8 | 21
MARBLE FALLS HYDRO 2 | Operational Resources (Hydro) |  | MARBFA_MARBFAG2 | BURNET | HYDRO | SOUTH | 1951 | 19.8 | 20
MARSHALL FORD HYDRO 1 | Operational Resources (Hydro) |  | MARSFO_MARSFOG1 | TRAVIS | HYDRO | SOUTH | 1941 | 36 | 36
MARSHALL FORD HYDRO 2 | Operational Resources (Hydro) |  | MARSFO_MARSFOG2 | TRAVIS | HYDRO | SOUTH | 1941 | 36 | 36
MARSHALL FORD HYDRO 3 | Operational Resources (Hydro) |  | MARSFO_MARSFOG3 | TRAVIS | HYDRO | SOUTH | 1941 | 36 | 36
WHITNEY DAM HYDRO | Operational Resources (Hydro) |  | WND_WHITNEY1 | BOSQUE | HYDRO | NORTH | 1953 | 21 | 22
WHITNEY DAM HYDRO 2 | Operational Resources (Hydro) |  | WND_WHITNEY2 | BOSQUE | HYDRO | NORTH | 1953 | 21 | 22
ARLINGTON OUTLET HYDROELECTRIC FACILITY | Operational Hydro Resources, Settlement Only Distributed Generators (SODGs) |  | DG_OAKHL_1UNIT | TARRANT | HYDRO | NORTH | 2014 | 1.4 | 1.4
GUADALUPE BLANCO RIVER AUTH-LAKEWOOD TAP | Operational Hydro Resources, Settlement Only Distributed Generators (SODGs) |  | DG_LKWDTP_2UNITS | GONZALES | HYDRO | SOUTH | 1931 | 4.8 | 4.8
GUADALUPE BLANCO RIVER AUTH-MCQUEENEY | Operational Hydro Resources, Settlement Only Distributed Generators (SODGs) |  | DG_MCQUE_5UNITS | GUADALUPE | HYDRO | SOUTH | 1928 | 7.7 | 7.7
GUADALUPE BLANCO RIVER AUTH-SCHUMANSVILLE | Operational Hydro Resources, Settlement Only Distributed Generators (SODGs) |  | DG_SCHUM_2UNITS | GUADALUPE | HYDRO | SOUTH | 1928 | 3.6 | 3.6
LEWISVILLE HYDRO-CITY OF GARLAND | Operational Hydro Resources, Settlement Only Distributed Generators (SODGs) |  | DG_LWSVL_1UNIT | DENTON | HYDRO | NORTH | 1991 | 2.2 | 2.2
ANTELOPE IC 1 | Operational Resources (Switchable) |  | AEEC_ANTLP_1 | HALE | GAS-IC | PANHANDLE | 2016 | 56.04 | 56
ANTELOPE IC 2 | Operational Resources (Switchable) |  | AEEC_ANTLP_2 | HALE | GAS-IC | PANHANDLE | 2016 | 56.04 | 56
ANTELOPE IC 3 | Operational Resources (Switchable) |  | AEEC_ANTLP_3 | HALE | GAS-IC | PANHANDLE | 2016 | 56.04 | 56
ELK STATION CTG 1 | Operational Resources (Switchable) |  | AEEC_ELK_1 | HALE | GAS-GT | PANHANDLE | 2016 | 202 | 195
ELK STATION CTG 2 | Operational Resources (Switchable) |  | AEEC_ELK_2 | HALE | GAS-GT | PANHANDLE | 2016 | 202 | 195
TENASKA FRONTIER STATION CTG 1 | Operational Resources (Switchable) |  | FTR_FTR_G1 | GRIMES | GAS-CC | NORTH | 2000 | 185 | 180
TENASKA FRONTIER STATION CTG 2 | Operational Resources (Switchable) |  | FTR_FTR_G2 | GRIMES | GAS-CC | NORTH | 2000 | 185 | 180
TENASKA FRONTIER STATION CTG 3 | Operational Resources (Switchable) |  | FTR_FTR_G3 | GRIMES | GAS-CC | NORTH | 2000 | 185 | 180
TENASKA FRONTIER STATION STG 4 | Operational Resources (Switchable) |  | FTR_FTR_G4 | GRIMES | GAS-CC | NORTH | 2000 | 400 | 400
TENASKA GATEWAY STATION CTG 1 | Operational Resources (Switchable) |  | TGCCS_CT1 | RUSK | GAS-CC | NORTH | 2001 | 179 | 162
TENASKA GATEWAY STATION CTG 2 | Operational Resources (Switchable) |  | TGCCS_CT2 | RUSK | GAS-CC | NORTH | 2001 | 179 | 179
TENASKA GATEWAY STATION CTG 3 | Operational Resources (Switchable) |  | TGCCS_CT3 | RUSK | GAS-CC | NORTH | 2001 | 179 | 178
TENASKA GATEWAY STATION STG 4 | Operational Resources (Switchable) |  | TGCCS_UNIT4 | RUSK | GAS-CC | NORTH | 2001 | 400 | 389
TENASKA KIAMICHI STATION 1CT101 | Operational Resources (Switchable) |  | KMCHI_1CT101 | FANNIN | GAS-CC | NORTH | 2003 | 185 | 162
TENASKA KIAMICHI STATION 1CT201 | Operational Resources (Switchable) |  | KMCHI_1CT201 | FANNIN | GAS-CC | NORTH | 2003 | 185 | 158
TENASKA KIAMICHI STATION 1ST | Operational Resources (Switchable) |  | KMCHI_1ST | FANNIN | GAS-CC | NORTH | 2003 | 318 | 322
TENASKA KIAMICHI STATION 2CT101 | Operational Resources (Switchable) |  | KMCHI_2CT101 | FANNIN | GAS-CC | NORTH | 2003 | 185 | 159
TENASKA KIAMICHI STATION 2CT201 | Operational Resources (Switchable) |  | KMCHI_2CT201 | FANNIN | GAS-CC | NORTH | 2003 | 185 | 161
TENASKA KIAMICHI STATION 2ST | Operational Resources (Switchable) |  | KMCHI_2ST | FANNIN | GAS-CC | NORTH | 2003 | 318 | 323
ANTELOPE IC 1 | Switchable Capacity Unavailable to ERCOT |  | AEEC_ANTLP_1_UNAVAIL | HALE | GAS-IC | PANHANDLE | 2017 | -56.04 | -56
ANTELOPE IC 2 | Switchable Capacity Unavailable to ERCOT |  | AEEC_ANTLP_2_UNAVAIL | HALE | GAS-IC | PANHANDLE | 2017 | -56.04 | -56
ANTELOPE IC 3 | Switchable Capacity Unavailable to ERCOT |  | AEEC_ANTLP_3_UNAVAIL | HALE | GAS-IC | PANHANDLE | 2017 | -56.04 | -56
ELK STATION CTG 1 | Switchable Capacity Unavailable to ERCOT |  | AEEC_ELK_1_UNAVAIL | HALE | GAS-GT | PANHANDLE | 2017 | -202 | -195
ELK STATION CTG 2 | Switchable Capacity Unavailable to ERCOT |  | AEEC_ELK_2_UNAVAIL | HALE | GAS-GT | PANHANDLE | 2017 | -202 | -195
WESTERN TRAIL WIND (AJAX WIND) U1 | Operational Resources (Wind) |  | AJAXWIND_UNIT1 | WILBARGER | WIND-O | WEST | 2022 | 225.6 | 225.6
WESTERN TRAIL WIND (AJAX WIND) U2 | Operational Resources (Wind) |  | AJAXWIND_UNIT2 | WILBARGER | WIND-O | WEST | 2022 | 141 | 141
AMADEUS WIND 1 U1 | Operational Resources (Wind) |  | AMADEUS1_UNIT1 | FISHER | WIND-O | WEST | 2021 | 36.7 | 36.7
AMADEUS WIND 1 U2 | Operational Resources (Wind) |  | AMADEUS1_UNIT2 | FISHER | WIND-O | WEST | 2021 | 35.8 | 35.8
AMADEUS WIND 2 U1 | Operational Resources (Wind) |  | AMADEUS2_UNIT3 | FISHER | WIND-O | WEST | 2021 | 177.7 | 177.7
ANACACHO WIND | Operational Resources (Wind) |  | ANACACHO_ANA | KINNEY | WIND-O | SOUTH | 2012 | 99.83 | 99.8
AQUILLA LAKE WIND U1 | Operational Resources (Wind) |  | AQUILLA_U1_23 | HILL & LIMESTONE | WIND-O | NORTH | 2023 | 13.9 | 13.9
AQUILLA LAKE WIND U2 | Operational Resources (Wind) |  | AQUILLA_U1_28 | HILL & LIMESTONE | WIND-O | NORTH | 2023 | 135.4 | 135.4
AQUILLA LAKE 2 WIND U1 | Operational Resources (Wind) |  | AQUILLA_U2_23 | HILL & LIMESTONE | WIND-O | NORTH | 2023 | 7 | 7
AQUILLA LAKE 2 WIND U2 | Operational Resources (Wind) |  | AQUILLA_U2_28 | HILL & LIMESTONE | WIND-O | NORTH | 2023 | 143.8 | 143.8
AVIATOR WIND U1 | Operational Resources (Wind) |  | AVIATOR_UNIT1 | COKE | WIND-O | WEST | 2021 | 180.12 | 180.12
AVIATOR WIND U2 | Operational Resources (Wind) |  | AVIATOR_UNIT2 | COKE | WIND-O | WEST | 2021 | 145.64 | 145.64
AVIATOR WIND U3 | Operational Resources (Wind) |  | DEWOLF_UNIT1 | COKE | WIND-O | WEST | 2021 | 199.26 | 199.26
BAFFIN WIND UNIT1 | Operational Resources (Wind) |  | BAFFIN_UNIT1 | KENEDY | WIND-C | COASTAL | 2016 | 100 | 100
BAFFIN WIND UNIT2 | Operational Resources (Wind) |  | BAFFIN_UNIT2 | KENEDY | WIND-C | COASTAL | 2016 | 102 | 102
BARROW RANCH (JUMBO HILL WIND) 1 | Operational Resources (Wind) |  | BARROW_UNIT1 | ANDREWS | WIND-O | WEST | 2021 | 90.2 | 90.2
BARROW RANCH (JUMBO HILL WIND) 2 | Operational Resources (Wind) |  | BARROW_UNIT2 | ANDREWS | WIND-O | WEST | 2021 | 70.5 | 70.5
BARTON CHAPEL WIND | Operational Resources (Wind) |  | BRTSW_BCW1 | JACK | WIND-O | NORTH | 2007 | 120 | 120
BLUE SUMMIT WIND 1 A | Operational Resources (Wind) | 22INR0550 | BLSUMMIT_BLSMT1_5 | WILBARGER | WIND-O | WEST | 2013 | 132.84 | 132.8
BLUE SUMMIT WIND 1 B | Operational Resources (Wind) | 22INR0550 | BLSUMMIT_BLSMT1_6 | WILBARGER | WIND-O | WEST | 2013 | 6.96 | 6.9
BLUE SUMMIT WIND 2 A | Operational Resources (Wind) |  | BLSUMMIT_UNIT2_25 | WILBARGER | WIND-O | WEST | 2020 | 92.5 | 92.5
BLUE SUMMIT WIND 2 B | Operational Resources (Wind) |  | BLSUMMIT_UNIT2_17 | WILBARGER | WIND-O | WEST | 2020 | 6.86 | 6.9
BLUE SUMMIT WIND 3 A | Operational Resources (Wind) |  | BLSUMIT3_UNIT_17 | WILBARGER | WIND-O | WEST | 2020 | 13.7 | 13.4
BLUE SUMMIT WIND 3 B | Operational Resources (Wind) |  | BLSUMIT3_UNIT_25 | WILBARGER | WIND-O | WEST | 2020 | 186.5 | 182.4
BOBCAT BLUFF WIND | Operational Resources (Wind) |  | BCATWIND_WIND_1 | ARCHER | WIND-O | WEST | 2020 | 162 | 162
BRISCOE WIND | Operational Resources (Wind) |  | BRISCOE_WIND | BRISCOE | WIND-P | PANHANDLE | 2015 | 149.85 | 149.8
BRUENNING'S BREEZE A | Operational Resources (Wind) |  | BBREEZE_UNIT1 | WILLACY | WIND-C | COASTAL | 2017 | 120 | 120
BRUENNING'S BREEZE B | Operational Resources (Wind) |  | BBREEZE_UNIT2 | WILLACY | WIND-C | COASTAL | 2017 | 108 | 108
BUCKTHORN WIND 1 A | Operational Resources (Wind) |  | BUCKTHRN_UNIT1 | ERATH | WIND-O | NORTH | 2017 | 44.9 | 44.9
BUCKTHORN WIND 1 B | Operational Resources (Wind) |  | BUCKTHRN_UNIT2 | ERATH | WIND-O | NORTH | 2017 | 55.7 | 55.7
BUFFALO GAP WIND 1 | Operational Resources (Wind) |  | BUFF_GAP_UNIT1 | TAYLOR | WIND-O | WEST | 2006 | 120.6 | 120.6
BUFFALO GAP WIND 2_1 | Operational Resources (Wind) |  | BUFF_GAP_UNIT2_1 | TAYLOR | WIND-O | WEST | 2007 | 115.5 | 115.5
BUFFALO GAP WIND 2_2 | Operational Resources (Wind) |  | BUFF_GAP_UNIT2_2 | TAYLOR | WIND-O | WEST | 2007 | 117 | 117
BUFFALO GAP WIND 3 | Operational Resources (Wind) |  | BUFF_GAP_UNIT3 | TAYLOR | WIND-O | WEST | 2008 | 170.2 | 170.2
BULL CREEK WIND U1 | Operational Resources (Wind) |  | BULLCRK_WND1 | BORDEN | WIND-O | WEST | 2009 | 89 | 88
BULL CREEK WIND U2 | Operational Resources (Wind) |  | BULLCRK_WND2 | BORDEN | WIND-O | WEST | 2009 | 91 | 90
CABEZON WIND (RIO BRAVO I WIND) 1 A | Operational Resources (Wind) |  | CABEZON_WIND1 | STARR | WIND-O | SOUTH | 2019 | 115.2 | 115.2
CABEZON WIND (RIO BRAVO I WIND) 1 B | Operational Resources (Wind) |  | CABEZON_WIND2 | STARR | WIND-O | SOUTH | 2019 | 122.4 | 122.4
CACTUS FLATS WIND U1 | Operational Resources (Wind) |  | CFLATS_U1 | CONCHO | WIND-O | WEST | 2022 | 148.4 | 148.4
CALLAHAN WIND | Operational Resources (Wind) |  | CALLAHAN_WND1 | CALLAHAN | WIND-O | WEST | 2004 | 123.1 | 123.1
CAMERON COUNTY WIND | Operational Resources (Wind) |  | CAMWIND_UNIT1 | CAMERON | WIND-C | COASTAL | 2016 | 165 | 165
CAMP SPRINGS WIND 1 | Operational Resources (Wind) |  | CSEC_CSECG1 | SCURRY | WIND-O | WEST | 2007 | 134.42 | 130.5
CAMP SPRINGS WIND 2 | Operational Resources (Wind) |  | CSEC_CSECG2 | SCURRY | WIND-O | WEST | 2007 | 123.6 | 120
CANADIAN BREAKS WIND | Operational Resources (Wind) |  | CN_BRKS_UNIT_1 | OLDHAM | WIND-P | PANHANDLE | 2019 | 210.1 | 210.1
CAPRICORN RIDGE WIND 1 | Operational Resources (Wind) | 17INR0054 | CAPRIDGE_CR1 | STERLING | WIND-O | WEST | 2007 | 231.7 | 231.7
CAPRICORN RIDGE WIND 2 | Operational Resources (Wind) | 17INR0054 | CAPRIDGE_CR2 | STERLING | WIND-O | WEST | 2007 | 149.5 | 149.5
CAPRICORN RIDGE WIND 3 | Operational Resources (Wind) | 17INR0054 | CAPRIDGE_CR3 | STERLING | WIND-O | WEST | 2008 | 200.9 | 200.9
CAPRICORN RIDGE WIND 4 | Operational Resources (Wind) | 17INR0061 | CAPRIDG4_CR4 | STERLING | WIND-O | WEST | 2008 | 121.5 | 121.5
CEDRO HILL WIND 1 | Operational Resources (Wind) |  | CEDROHIL_CHW1 | WEBB | WIND-O | SOUTH | 2010 | 75 | 75
CEDRO HILL WIND 2 | Operational Resources (Wind) |  | CEDROHIL_CHW2 | WEBB | WIND-O | SOUTH | 2010 | 75 | 75
CHALUPA WIND | Operational Resources (Wind) |  | CHALUPA_UNIT1 | CAMERON | WIND-C | COASTAL | 2021 | 173.25 | 173.25
CHAMPION WIND | Operational Resources (Wind) |  | CHAMPION_UNIT1 | NOLAN | WIND-O | WEST | 2008 | 126.5 | 126.5
CHAPMAN RANCH WIND IA (SANTA CRUZ) | Operational Resources (Wind) |  | SANTACRU_UNIT1 | NUECES | WIND-C | COASTAL | 2017 | 150.6 | 150.6
CHAPMAN RANCH WIND IB (SANTA CRUZ) | Operational Resources (Wind) |  | SANTACRU_UNIT2 | NUECES | WIND-C | COASTAL | 2017 | 98.4 | 98.4
COTTON PLAINS WIND | Operational Resources (Wind) |  | COTPLNS_COTTONPL | FLOYD | WIND-P | PANHANDLE | 2017 | 50.4 | 50.4
CRANELL WIND | Operational Resources (Wind) |  | CRANELL_UNIT1 | REFUGIO | WIND-C | COASTAL | 2022 | 220 | 220
DERMOTT WIND 1_1 | Operational Resources (Wind) |  | DERMOTT_UNIT1 | SCURRY | WIND-O | WEST | 2017 | 126.5 | 126.5
DERMOTT WIND 1_2 | Operational Resources (Wind) |  | DERMOTT_UNIT2 | SCURRY | WIND-O | WEST | 2017 | 126.5 | 126.5
DOUG COLBECK'S CORNER (CONWAY) A | Operational Resources (Wind) |  | GRANDVW1_COLA | CARSON | WIND-P | PANHANDLE | 2016 | 100.24 | 100.2
DOUG COLBECK'S CORNER (CONWAY) B | Operational Resources (Wind) |  | GRANDVW1_COLB | CARSON | WIND-P | PANHANDLE | 2016 | 100.24 | 100.2
EAST RAYMOND WIND (EL RAYO) U1 | Operational Resources (Wind) |  | EL_RAYO_UNIT1 | WILLACY | WIND-C | COASTAL | 2021 | 101.2 | 98
EAST RAYMOND WIND (EL RAYO) U2 | Operational Resources (Wind) |  | EL_RAYO_UNIT2 | WILLACY | WIND-C | COASTAL | 2021 | 99 | 96
ELBOW CREEK WIND | Operational Resources (Wind) |  | ELB_ELBCREEK | HOWARD | WIND-O | WEST | 2008 | 121.9 | 121.9
ELECTRA WIND 1 | Operational Resources (Wind) |  | DIGBY_UNIT1 | WILBARGER | WIND-O | WEST | 2017 | 101.31 | 98.9
ELECTRA WIND 2 | Operational Resources (Wind) |  | DIGBY_UNIT2 | WILBARGER | WIND-O | WEST | 2017 | 134.29 | 131.1
EL ALGODON ALTO W U1 | Operational Resources (Wind) |  | ALGODON_UNIT1 | WILLACY | WIND-C | COASTAL | 2022 | 171.6 | 171.6
EL ALGODON ALTO W U2 | Operational Resources (Wind) |  | ALGODON_UNIT2 | WILLACY | WIND-C | COASTAL | 2022 | 28.6 | 28.6
ESPIRITU WIND | Operational Resources (Wind) |  | CHALUPA_UNIT2 | CAMERON | WIND-C | COASTAL | 2021 | 25.2 | 25.2
FLAT TOP WIND I | Operational Resources (Wind) |  | FTWIND_UNIT_1 | MILLS | WIND-O | NORTH | 2018 | 200 | 200
FLUVANNA RENEWABLE 1 A | Operational Resources (Wind) |  | FLUVANNA_UNIT1 | SCURRY | WIND-O | WEST | 2017 | 79.8 | 79.8
FLUVANNA RENEWABLE 1 B | Operational Resources (Wind) |  | FLUVANNA_UNIT2 | SCURRY | WIND-O | WEST | 2017 | 75.6 | 75.6
FOARD CITY WIND 1 A | Operational Resources (Wind) |  | FOARDCTY_UNIT1 | FOARD | WIND-O | WEST | 2019 | 186.48 | 186.5
FOARD CITY WIND 1 B | Operational Resources (Wind) |  | FOARDCTY_UNIT2 | FOARD | WIND-O | WEST | 2019 | 163.8 | 163.8
FOREST CREEK WIND | Operational Resources (Wind) |  | MCDLD_FCW1 | GLASSCOCK | WIND-O | WEST | 2007 | 124.2 | 124.2
GOAT WIND | Operational Resources (Wind) |  | GOAT_GOATWIND | STERLING | WIND-O | WEST | 2008 | 80 | 80
GOAT WIND 2 | Operational Resources (Wind) |  | GOAT_GOATWIN2 | STERLING | WIND-O | WEST | 2010 | 69.6 | 69.6
GOLDTHWAITE WIND 1 | Operational Resources (Wind) |  | GWEC_GWEC_G1 | MILLS | WIND-O | NORTH | 2014 | 148.6 | 148.6
GOPHER CREEK WIND 1 | Operational Resources (Wind) |  | GOPHER_UNIT1 | BORDEN | WIND-O | WEST | 2020 | 82 | 82
GOPHER CREEK WIND 2 | Operational Resources (Wind) |  | GOPHER_UNIT2 | BORDEN | WIND-O | WEST | 2020 | 76 | 76
GRANDVIEW WIND 1 (CONWAY) GV1A | Operational Resources (Wind) |  | GRANDVW1_GV1A | CARSON | WIND-P | PANHANDLE | 2014 | 107.4 | 107.4
GRANDVIEW WIND 1 (CONWAY) GV1B | Operational Resources (Wind) |  | GRANDVW1_GV1B | CARSON | WIND-P | PANHANDLE | 2014 | 103.8 | 103.8
GREEN MOUNTAIN WIND (BRAZOS) U1 | Operational Resources (Wind) | 21INR0532 | BRAZ_WND_WND1 | SCURRY | WIND-O | WEST | 2003 | 99 | 99
GREEN MOUNTAIN WIND (BRAZOS) U2 | Operational Resources (Wind) | 21INR0532 | BRAZ_WND_WND2 | SCURRY | WIND-O | WEST | 2003 | 61 | 61
GREEN PASTURES WIND I | Operational Resources (Wind) |  | GPASTURE_WIND_I | BAYLOR | WIND-O | WEST | 2015 | 150 | 150
GRIFFIN TRAIL WIND U1 | Operational Resources (Wind) |  | GRIF_TRL_UNIT1 | KNOX | WIND-O | WEST | 2021 | 98.7 | 98.7
GRIFFIN TRAIL WIND U2 | Operational Resources (Wind) |  | GRIF_TRL_UNIT2 | KNOX | WIND-O | WEST | 2021 | 126.9 | 126.9
GULF WIND I | Operational Resources (Wind) |  | TGW_T1 | KENEDY | WIND-C | COASTAL | 2021 | 141.6 | 141.6
GULF WIND II | Operational Resources (Wind) |  | TGW_T2 | KENEDY | WIND-C | COASTAL | 2021 | 141.6 | 141.6
GUNSIGHT MOUNTAIN WIND | Operational Resources (Wind) |  | GUNMTN_G1 | HOWARD | WIND-O | WEST | 2016 | 119.93 | 119.93
HACKBERRY WIND | Operational Resources (Wind) |  | HWF_HWFG1 | SHACKELFORD | WIND-O | WEST | 2008 | 165.6 | 163.5
HEREFORD WIND G | Operational Resources (Wind) |  | HRFDWIND_WIND_G | DEAF SMITH | WIND-P | PANHANDLE | 2015 | 99.9 | 99.9
HEREFORD WIND V | Operational Resources (Wind) |  | HRFDWIND_WIND_V | DEAF SMITH | WIND-P | PANHANDLE | 2015 | 100 | 100
HICKMAN (SANTA RITA WIND) 1 | Operational Resources (Wind) |  | HICKMAN_G1 | REAGAN | WIND-O | WEST | 2018 | 152.5 | 152.5
HICKMAN (SANTA RITA WIND) 2 | Operational Resources (Wind) |  | HICKMAN_G2 | REAGAN | WIND-O | WEST | 2018 | 147.5 | 147.5
HIDALGO & STARR WIND 11 | Operational Resources (Wind) |  | MIRASOLE_MIR11 | HIDALGO | WIND-O | SOUTH | 2016 | 52 | 52
HIDALGO & STARR WIND 12 | Operational Resources (Wind) |  | MIRASOLE_MIR12 | HIDALGO | WIND-O | SOUTH | 2016 | 98 | 98
HIDALGO & STARR WIND 21 | Operational Resources (Wind) |  | MIRASOLE_MIR21 | HIDALGO | WIND-O | SOUTH | 2016 | 100 | 100
HIDALGO II WIND | Operational Resources (Wind) |  | MIRASOLE_MIR13 | HIDALGO | WIND-O | SOUTH | 2021 | 50.4 | 50.4
HIGH LONESOME W 1A | Operational Resources (Wind) |  | HI_LONE_WGR1A | CROCKETT | WIND-O | WEST | 2021 | 46 | 46
HIGH LONESOME W 1B | Operational Resources (Wind) |  | HI_LONE_WGR1B | CROCKETT | WIND-O | WEST | 2021 | 51.9 | 52
HIGH LONESOME W 1C | Operational Resources (Wind) |  | HI_LONE_WGR1C | CROCKETT | WIND-O | WEST | 2021 | 25.3 | 25.3
HIGH LONESOME W 2 | Operational Resources (Wind) |  | HI_LONE_WGR2 | CROCKETT | WIND-O | WEST | 2021 | 122.4 | 122.5
HIGH LONESOME W 2A | Operational Resources (Wind) |  | HI_LONE_WGR2A | CROCKETT | WIND-O | WEST | 2021 | 25.3 | 25.3
HIGH LONESOME W 3 | Operational Resources (Wind) |  | HI_LONE_WGR3 | CROCKETT | WIND-O | WEST | 2021 | 127.5 | 127.6
HIGH LONESOME W 4 | Operational Resources (Wind) |  | HI_LONE_WGR4 | CROCKETT | WIND-O | WEST | 2021 | 101.5 | 101.6
HORSE CREEK WIND 1 | Operational Resources (Wind) |  | HORSECRK_UNIT1 | HASKELL | WIND-O | WEST | 2017 | 134.81 | 131.1
HORSE CREEK WIND 2 | Operational Resources (Wind) |  | HORSECRK_UNIT2 | HASKELL | WIND-O | WEST | 2017 | 101.69 | 98.9
HORSE HOLLOW WIND 1 | Operational Resources (Wind) | 17INR0052 | H_HOLLOW_WND1 | TAYLOR | WIND-O | WEST | 2005 | 230 | 230
HORSE HOLLOW WIND 2 | Operational Resources (Wind) | 17INR0053 | HHOLLOW2_WIND1 | TAYLOR | WIND-O | WEST | 2006 | 184 | 184
HORSE HOLLOW WIND 3 | Operational Resources (Wind) | 17INR0053 | HHOLLOW3_WND_1 | TAYLOR | WIND-O | WEST | 2006 | 241.4 | 241.4
HORSE HOLLOW WIND 4 | Operational Resources (Wind) | 17INR0053 | HHOLLOW4_WND1 | TAYLOR | WIND-O | WEST | 2006 | 115 | 115
INADALE WIND 1 | Operational Resources (Wind) |  | INDL_INADALE1 | NOLAN | WIND-O | WEST | 2008 | 95 | 95
INADALE WIND 2 | Operational Resources (Wind) |  | INDL_INADALE2 | NOLAN | WIND-O | WEST | 2008 | 102 | 102
INDIAN MESA WIND | Operational Resources (Wind) | 18INR0069 | INDNNWP_INDNNWP2 | PECOS | WIND-O | WEST | 2001 | 91.8 | 91.8
JAVELINA I WIND 18 | Operational Resources (Wind) |  | BORDAS_JAVEL18 | WEBB | WIND-O | SOUTH | 2015 | 19.69 | 19.7
JAVELINA I WIND 20 | Operational Resources (Wind) |  | BORDAS_JAVEL20 | WEBB | WIND-O | SOUTH | 2015 | 230 | 230
JAVELINA II WIND 1 | Operational Resources (Wind) |  | BORDAS2_JAVEL2_A | WEBB | WIND-O | SOUTH | 2017 | 96 | 96
JAVELINA II WIND 2 | Operational Resources (Wind) |  | BORDAS2_JAVEL2_B | WEBB | WIND-O | SOUTH | 2017 | 74 | 74
JAVELINA II WIND 3 | Operational Resources (Wind) |  | BORDAS2_JAVEL2_C | WEBB | WIND-O | SOUTH | 2017 | 30 | 30
JUMBO ROAD WIND 1 | Operational Resources (Wind) |  | HRFDWIND_JRDWIND1 | DEAF SMITH | WIND-P | PANHANDLE | 2015 | 146.15 | 146.15
JUMBO ROAD WIND 2 | Operational Resources (Wind) |  | HRFDWIND_JRDWIND2 | DEAF SMITH | WIND-P | PANHANDLE | 2015 | 153.55 | 153.55
KARANKAWA WIND 1A | Operational Resources (Wind) |  | KARAKAW1_UNIT1 | SAN PATRICIO | WIND-C | COASTAL | 2019 | 103.32 | 103.3
KARANKAWA WIND 1B | Operational Resources (Wind) |  | KARAKAW1_UNIT2 | SAN PATRICIO | WIND-C | COASTAL | 2019 | 103.32 | 103.3
KARANKAWA WIND 2 | Operational Resources (Wind) |  | KARAKAW2_UNIT3 | SAN PATRICIO | WIND-C | COASTAL | 2019 | 100.42 | 100.4
KEECHI WIND | Operational Resources (Wind) |  | KEECHI_U1 | JACK | WIND-O | NORTH | 2015 | 110 | 110
LANGFORD WIND POWER | Operational Resources (Wind) |  | LGD_LANGFORD | TOM GREEN | WIND-O | WEST | 2009 | 159.96 | 159.96
LOCKETT WIND FARM | Operational Resources (Wind) |  | LOCKETT_UNIT1 | WILBARGER | WIND-O | WEST | 2019 | 183.7 | 183.7
LOGANS GAP WIND I U1 | Operational Resources (Wind) |  | LGW_UNIT1 | COMANCHE | WIND-O | NORTH | 2015 | 106.26 | 106.3
LOGANS GAP WIND I U2 | Operational Resources (Wind) |  | LGW_UNIT2 | COMANCHE | WIND-O | NORTH | 2015 | 103.85 | 103.8
LONE STAR WIND 1 (MESQUITE) | Operational Resources (Wind) |  | LNCRK_G83 | SHACKELFORD | WIND-O | WEST | 2006 | 194 | 194
LONE STAR WIND 2 (POST OAK) U1 | Operational Resources (Wind) |  | LNCRK2_G871 | SHACKELFORD | WIND-O | WEST | 2007 | 98 | 98
LONE STAR WIND 2 (POST OAK) U2 | Operational Resources (Wind) |  | LNCRK2_G872 | SHACKELFORD | WIND-O | WEST | 2007 | 100 | 100
LONGHORN WIND NORTH U1 | Operational Resources (Wind) |  | LHORN_N_UNIT1 | FLOYD | WIND-P | PANHANDLE | 2015 | 100 | 100
LONGHORN WIND NORTH U2 | Operational Resources (Wind) |  | LHORN_N_UNIT2 | FLOYD | WIND-P | PANHANDLE | 2015 | 100 | 100
LORAINE WINDPARK I | Operational Resources (Wind) |  | LONEWOLF_G1 | MITCHELL | WIND-O | WEST | 2010 | 48 | 48
LORAINE WINDPARK II | Operational Resources (Wind) |  | LONEWOLF_G2 | MITCHELL | WIND-O | WEST | 2010 | 51 | 51
LORAINE WINDPARK III | Operational Resources (Wind) |  | LONEWOLF_G3 | MITCHELL | WIND-O | WEST | 2011 | 25.5 | 25.5
LORAINE WINDPARK IV | Operational Resources (Wind) |  | LONEWOLF_G4 | MITCHELL | WIND-O | WEST | 2011 | 24 | 24
LOS VIENTOS III WIND | Operational Resources (Wind) |  | LV3_UNIT_1 | STARR | WIND-O | SOUTH | 2015 | 200 | 200
LOS VIENTOS IV WIND | Operational Resources (Wind) |  | LV4_UNIT_1 | STARR | WIND-O | SOUTH | 2016 | 200 | 200
LOS VIENTOS V WIND | Operational Resources (Wind) |  | LV5_UNIT_1 | STARR | WIND-O | SOUTH | 2016 | 110 | 110
LOS VIENTOS WIND I | Operational Resources (Wind) |  | LV1_LV1A | WILLACY | WIND-C | COASTAL | 2013 | 200.1 | 200.1
LOS VIENTOS WIND II | Operational Resources (Wind) |  | LV2_LV2 | WILLACY | WIND-C | COASTAL | 2013 | 201.6 | 201.6
MAGIC VALLEY WIND (REDFISH) 1A | Operational Resources (Wind) |  | REDFISH_MV1A | WILLACY | WIND-C | COASTAL | 2012 | 99.83 | 99.8
MAGIC VALLEY WIND (REDFISH) 1B | Operational Resources (Wind) |  | REDFISH_MV1B | WILLACY | WIND-C | COASTAL | 2012 | 103.46 | 103.5
MARIAH DEL NORTE 1 | Operational Resources (Wind) |  | MARIAH_NORTE1 | PARMER | WIND-P | PANHANDLE | 2017 | 115.2 | 115.2
MARIAH DEL NORTE 2 | Operational Resources (Wind) |  | MARIAH_NORTE2 | PARMER | WIND-P | PANHANDLE | 2017 | 115.2 | 115.2
MAVERICK CREEK WIND WEST U1 | Operational Resources (Wind) |  | MAVCRK_W_UNIT1 | CONCHO | WIND-O | WEST | 2022 | 201.6 | 201.6
MAVERICK CREEK WIND WEST U2 | Operational Resources (Wind) |  | MAVCRK_W_UNIT2 | CONCHO | WIND-O | WEST | 2022 | 11.1 | 11.1
MAVERICK CREEK WIND WEST U3 | Operational Resources (Wind) |  | MAVCRK_W_UNIT3 | CONCHO | WIND-O | WEST | 2022 | 33.6 | 33.6
MAVERICK CREEK WIND WEST U4 | Operational Resources (Wind) |  | MAVCRK_W_UNIT4 | CONCHO | WIND-O | WEST | 2022 | 22.2 | 22.2
MAVERICK CREEK WIND EAST U1 | Operational Resources (Wind) |  | MAVCRK_E_UNIT5 | CONCHO | WIND-O | WEST | 2022 | 71.4 | 71.4
MAVERICK CREEK WIND EAST U2 | Operational Resources (Wind) |  | MAVCRK_E_UNIT6 | CONCHO | WIND-O | WEST | 2022 | 33.3 | 33.3
MAVERICK CREEK WIND EAST U3 | Operational Resources (Wind) |  | MAVCRK_E_UNIT7 | CONCHO | WIND-O | WEST | 2022 | 22 | 22
MAVERICK CREEK WIND EAST U4 | Operational Resources (Wind) |  | MAVCRK_E_UNIT8 | CONCHO | WIND-O | WEST | 2022 | 20 | 20
MAVERICK CREEK WIND EAST U5 | Operational Resources (Wind) |  | MAVCRK_E_UNIT9 | CONCHO | WIND-O | WEST | 2022 | 76.8 | 76.8
MCADOO WIND | Operational Resources (Wind) |  | MWEC_G1 | DICKENS | WIND-P | PANHANDLE | 2008 | 150 | 150
MESQUITE CREEK WIND 1 | Operational Resources (Wind) |  | MESQCRK_WND1 | DAWSON | WIND-O | WEST | 2015 | 105.61 | 105.6
MESQUITE CREEK WIND 2 | Operational Resources (Wind) |  | MESQCRK_WND2 | DAWSON | WIND-O | WEST | 2015 | 105.61 | 105.6
MIAMI WIND G1 | Operational Resources (Wind) |  | MIAM1_G1 | GRAY | WIND-P | PANHANDLE | 2014 | 144.3 | 144.3
MIAMI WIND G2 | Operational Resources (Wind) |  | MIAM1_G2 | GRAY | WIND-P | PANHANDLE | 2014 | 144.3 | 144.3
MIDWAY WIND | Operational Resources (Wind) |  | MIDWIND_UNIT1 | SAN PATRICIO | WIND-C | COASTAL | 2019 | 162.8 | 162.8
NIELS BOHR WIND A (BEARKAT WIND A) | Operational Resources (Wind) |  | NBOHR_UNIT1 | GLASSCOCK | WIND-O | WEST | 2018 | 196.6 | 196.6
NOTREES WIND 1 | Operational Resources (Wind) |  | NWF_NWF1 | WINKLER | WIND-O | WEST | 2009 | 92.61 | 92.6
NOTREES WIND 2 | Operational Resources (Wind) |  | NWF_NWF2 | WINKLER | WIND-O | WEST | 2009 | 60 | 60
OCOTILLO WIND | Operational Resources (Wind) |  | OWF_OWF | HOWARD | WIND-O | WEST | 2008 | 58.8 | 58.8
OLD SETTLER WIND | Operational Resources (Wind) |  | COTPLNS_OLDSETLR | FLOYD | WIND-P | PANHANDLE | 2017 | 151.2 | 151.2
OVEJA WIND U1 | Operational Resources (Wind) |  | OVEJA_G1 | IRION | WIND-O | WEST | 2021 | 151.2 | 151.2
OVEJA WIND U2 | Operational Resources (Wind) |  | OVEJA_G2 | IRION | WIND-O | WEST | 2021 | 151.2 | 151.2
PALMAS ALTAS WIND | Operational Resources (Wind) |  | PALMWIND_UNIT1 | CAMERON | WIND-C | COASTAL | 2020 | 144.9 | 144.9
PANHANDLE WIND 1 U1 | Operational Resources (Wind) |  | PH1_UNIT1 | CARSON | WIND-P | PANHANDLE | 2014 | 109.15 | 109.15
PANHANDLE WIND 1 U2 | Operational Resources (Wind) |  | PH1_UNIT2 | CARSON | WIND-P | PANHANDLE | 2014 | 109.15 | 109.15
PANHANDLE WIND 2 U1 | Operational Resources (Wind) |  | PH2_UNIT1 | CARSON | WIND-P | PANHANDLE | 2014 | 94.19 | 94.19
PANHANDLE WIND 2 U2 | Operational Resources (Wind) |  | PH2_UNIT2 | CARSON | WIND-P | PANHANDLE | 2014 | 96.6 | 96.6
PANTHER CREEK WIND 1 | Operational Resources (Wind) |  | PC_NORTH_PANTHER1 | HOWARD | WIND-O | WEST | 2008 | 142.5 | 142.5
PANTHER CREEK WIND 2 | Operational Resources (Wind) |  | PC_SOUTH_PANTHER2 | HOWARD | WIND-O | WEST | 2019 | 115.5 | 115.5
PANTHER CREEK WIND 3 A | Operational Resources (Wind) |  | PC_SOUTH_PANTH31 | HOWARD | WIND-O | WEST | 2022 | 106.92 | 106.92
PANTHER CREEK WIND 3 B | Operational Resources (Wind) |  | PC_SOUTH_PANTH32 | HOWARD | WIND-O | WEST | 2022 | 108.54 | 108.54
PAPALOTE CREEK WIND | Operational Resources (Wind) |  | PAP1_PAP1 | SAN PATRICIO | WIND-C | COASTAL | 2009 | 179.85 | 179.9
PAPALOTE CREEK WIND II | Operational Resources (Wind) |  | COTTON_PAP2 | SAN PATRICIO | WIND-C | COASTAL | 2010 | 200.12 | 200.1
PECOS WIND 1 (WOODWARD) | Operational Resources (Wind) |  | WOODWRD1_WOODWRD1 | PECOS | WIND-O | WEST | 2001 | 91.7 | 91.7
PECOS WIND 2 (WOODWARD) | Operational Resources (Wind) |  | WOODWRD2_WOODWRD2 | PECOS | WIND-O | WEST | 2001 | 86 | 85.8
PENASCAL WIND 1 | Operational Resources (Wind) |  | PENA_UNIT1 | KENEDY | WIND-C | COASTAL | 2009 | 160.8 | 160.8
PENASCAL WIND 2 | Operational Resources (Wind) |  | PENA_UNIT2 | KENEDY | WIND-C | COASTAL | 2009 | 141.6 | 141.6
PENASCAL WIND 3 | Operational Resources (Wind) |  | PENA3_UNIT3 | KENEDY | WIND-C | COASTAL | 2011 | 100.8 | 100.8
PEYTON CREEK WIND | Operational Resources (Wind) |  | PEY_UNIT1 | MATAGORDA | WIND-C | COASTAL | 2020 | 151.2 | 151.2
PYRON WIND 1 | Operational Resources (Wind) | 23INR0525 | PYR_PYRON1 | NOLAN | WIND-O | WEST | 2008 | 121.5 | 121.5
PYRON WIND 2 | Operational Resources (Wind) | 23INR0525 | PYR_PYRON2 | NOLAN | WIND-O | WEST | 2008 | 127.5 | 127.5
RANCHERO WIND | Operational Resources (Wind) |  | RANCHERO_UNIT1 | CROCKETT | WIND-O | WEST | 2020 | 150 | 150
RANCHERO WIND | Operational Resources (Wind) |  | RANCHERO_UNIT2 | CROCKETT | WIND-O | WEST | 2020 | 150 | 150
RATTLESNAKE I WIND ENERGY CENTER G1 | Operational Resources (Wind) |  | RSNAKE_G1 | GLASSCOCK | WIND-O | WEST | 2015 | 104.26 | 104.3
RATTLESNAKE I WIND ENERGY CENTER G2 | Operational Resources (Wind) |  | RSNAKE_G2 | GLASSCOCK | WIND-O | WEST | 2015 | 102.99 | 103
RED CANYON WIND | Operational Resources (Wind) |  | RDCANYON_RDCNY1 | BORDEN | WIND-O | WEST | 2006 | 89.6 | 89.6
RELOJ DEL SOL WIND U1 | Operational Resources (Wind) |  | RELOJ_UNIT1 | ZAPATA | WIND-O | SOUTH | 2022 | 55.4 | 55.4
RELOJ DEL SOL WIND U2 | Operational Resources (Wind) |  | RELOJ_UNIT2 | ZAPATA | WIND-O | SOUTH | 2022 | 48 | 48
RELOJ DEL SOL WIND U3 | Operational Resources (Wind) |  | RELOJ_UNIT3 | ZAPATA | WIND-O | SOUTH | 2022 | 83.1 | 83.1
RELOJ DEL SOL WIND U4 | Operational Resources (Wind) |  | RELOJ_UNIT4 | ZAPATA | WIND-O | SOUTH | 2022 | 22.8 | 22.8
ROCK SPRINGS VAL VERDE WIND (FERMI) 1 | Operational Resources (Wind) |  | FERMI_WIND1 | VAL VERDE | WIND-O | WEST | 2017 | 121.9 | 121.9
ROCK SPRINGS VAL VERDE WIND (FERMI) 2 | Operational Resources (Wind) |  | FERMI_WIND2 | VAL VERDE | WIND-O | WEST | 2017 | 27.44 | 27.4
ROSCOE WIND | Operational Resources (Wind) |  | TKWSW1_ROSCOE | NOLAN | WIND-O | WEST | 2008 | 114 | 114
ROSCOE WIND 2A | Operational Resources (Wind) |  | TKWSW1_ROSCOE2A | NOLAN | WIND-O | WEST | 2008 | 95 | 95
ROUTE 66 WIND | Operational Resources (Wind) |  | ROUTE_66_WIND1 | CARSON | WIND-P | PANHANDLE | 2015 | 150 | 150
RTS 2 WIND (HEART OF TEXAS WIND) U1 | Operational Resources (Wind) |  | RTS2_U1 | MCCULLOCH | WIND-O | SOUTH | 2021 | 89.9 | 89.9
RTS 2 WIND (HEART OF TEXAS WIND) U2 | Operational Resources (Wind) |  | RTS2_U2 | MCCULLOCH | WIND-O | SOUTH | 2021 | 89.9 | 89.9
RTS WIND | Operational Resources (Wind) |  | RTS_U1 | MCCULLOCH | WIND-O | SOUTH | 2018 | 160 | 160
SAGE DRAW WIND U1 | Operational Resources (Wind) |  | SAGEDRAW_UNIT1 | LYNN | WIND-O | WEST | 2022 | 169.2 | 169.2
SAGE DRAW WIND U2 | Operational Resources (Wind) |  | SAGEDRAW_UNIT2 | LYNN | WIND-O | WEST | 2022 | 169.2 | 169.2
SALT FORK 1 WIND U1 | Operational Resources (Wind) |  | SALTFORK_UNIT1 | DONLEY | WIND-P | PANHANDLE | 2017 | 64 | 64
SALT FORK 1 WIND U2 | Operational Resources (Wind) |  | SALTFORK_UNIT2 | DONLEY | WIND-P | PANHANDLE | 2017 | 110 | 110
SAN ROMAN WIND | Operational Resources (Wind) |  | SANROMAN_WIND_1 | CAMERON | WIND-C | COASTAL | 2017 | 95.25 | 95.2
SAND BLUFF WIND U1 | Operational Resources (Wind) | 20INR0296 | MCDLD_SB1_2 | GLASSCOCK | WIND-O | WEST | 2022 | 71.4 | 71.4
SAND BLUFF WIND U2 | Operational Resources (Wind) | 20INR0296 | MCDLD_SB3_282 | GLASSCOCK | WIND-O | WEST | 2022 | 14.1 | 14.1
SAND BLUFF WIND U3 | Operational Resources (Wind) | 20INR0296 | MCDLD_SB4_G87 | GLASSCOCK | WIND-O | WEST | 2022 | 4 | 4
SENATE WIND | Operational Resources (Wind) |  | SENATEWD_UNIT1 | JACK | WIND-O | NORTH | 2012 | 150 | 150
SENDERO WIND ENERGY | Operational Resources (Wind) |  | EXGNSND_WIND_1 | JIM HOGG | WIND-O | SOUTH | 2015 | 78 | 78
SEYMOUR HILLS WIND (S_HILLS WIND) | Operational Resources (Wind) |  | S_HILLS_UNIT1 | BAYLOR | WIND-O | WEST | 2019 | 30.24 | 30.24
SHAFFER (PATRIOT WIND/PETRONILLA) | Operational Resources (Wind) |  | SHAFFER_UNIT1 | NUECES | WIND-C | COASTAL | 2021 | 226.05 | 226.1
SHANNON WIND | Operational Resources (Wind) |  | SHANNONW_UNIT_1 | CLAY | WIND-O | WEST | 2015 | 204.1 | 204.1
SHERBINO 2 WIND | Operational Resources (Wind) | 19INR0120 | KEO_SHRBINO2 | PECOS | WIND-O | WEST | 2011 | 132 | 132
SILVER STAR WIND | Operational Resources (Wind) | 18INR0064 | FLTCK_SSI | ERATH | WIND-O | NORTH | 2008 | 52.8 | 52.8
SOUTH PLAINS WIND 1 U1 | Operational Resources (Wind) |  | SPLAIN1_WIND1 | FLOYD | WIND-P | PANHANDLE | 2015 | 102 | 102
SOUTH PLAINS WIND 1 U2 | Operational Resources (Wind) |  | SPLAIN1_WIND2 | FLOYD | WIND-P | PANHANDLE | 2015 | 98 | 98
SOUTH PLAINS WIND 2 U1 | Operational Resources (Wind) |  | SPLAIN2_WIND21 | FLOYD | WIND-P | PANHANDLE | 2016 | 148.5 | 148.5
SOUTH PLAINS WIND 2 U2 | Operational Resources (Wind) |  | SPLAIN2_WIND22 | FLOYD | WIND-P | PANHANDLE | 2016 | 151.8 | 151.8
SOUTH TRENT WIND | Operational Resources (Wind) |  | STWF_T1 | NOLAN | WIND-O | WEST | 2008 | 101.2 | 98.2
SPINNING SPUR WIND TWO A | Operational Resources (Wind) |  | SSPURTWO_WIND_1 | OLDHAM | WIND-P | PANHANDLE | 2014 | 160.95 | 160.95
SPINNING SPUR WIND TWO B | Operational Resources (Wind) |  | SSPURTWO_SS3WIND2 | OLDHAM | WIND-P | PANHANDLE | 2015 | 98 | 98
SPINNING SPUR WIND TWO C | Operational Resources (Wind) |  | SSPURTWO_SS3WIND1 | OLDHAM | WIND-P | PANHANDLE | 2015 | 96 | 96
STANTON WIND ENERGY | Operational Resources (Wind) |  | SWEC_G1 | MARTIN | WIND-O | WEST | 2008 | 123.6 | 120
STELLA WIND | Operational Resources (Wind) |  | STELLA_UNIT1 | KENEDY | WIND-C | COASTAL | 2018 | 201 | 201
STEPHENS RANCH WIND 1 | Operational Resources (Wind) |  | SRWE1_UNIT1 | BORDEN | WIND-O | WEST | 2014 | 213.82 | 211.2
STEPHENS RANCH WIND 2 | Operational Resources (Wind) |  | SRWE1_SRWE2 | BORDEN | WIND-O | WEST | 2015 | 166.52 | 164.68
SWEETWATER WIND 1 | Operational Resources (Wind) | 18INR0073 | SWEETWND_WND1 | NOLAN | WIND-O | WEST | 2003 | 37.5 | 42.5
SWEETWATER WIND 2A | Operational Resources (Wind) | 17INR0068 | SWEETWN2_WND24 | NOLAN | WIND-O | WEST | 2006 | 16 | 16.8
SWEETWATER WIND 2B | Operational Resources (Wind) | 17INR0068 | SWEETWN2_WND2 | NOLAN | WIND-O | WEST | 2004 | 105.3 | 110.8
SWEETWATER WIND 3A | Operational Resources (Wind) |  | SWEETWN3_WND3A | NOLAN | WIND-O | WEST | 2011 | 30.78 | 33.6
SWEETWATER WIND 3B | Operational Resources (Wind) |  | SWEETWN3_WND3B | NOLAN | WIND-O | WEST | 2011 | 108.54 | 118.6
SWEETWATER WIND 4-4A | Operational Resources (Wind) |  | SWEETWN4_WND4A | NOLAN | WIND-O | WEST | 2007 | 119 | 125
SWEETWATER WIND 4-4B | Operational Resources (Wind) |  | SWEETWN4_WND4B | NOLAN | WIND-O | WEST | 2007 | 105.8 | 112
SWEETWATER WIND 4-5 | Operational Resources (Wind) |  | SWEETWN5_WND5 | NOLAN | WIND-O | WEST | 2007 | 80.5 | 85
TAHOKA WIND 1 | Operational Resources (Wind) |  | TAHOKA_UNIT_1 | LYNN | WIND-O | WEST | 2019 | 150 | 150
TAHOKA WIND 2 | Operational Resources (Wind) |  | TAHOKA_UNIT_2 | LYNN | WIND-O | WEST | 2019 | 150 | 150
TEXAS BIG SPRING WIND A | Operational Resources (Wind) |  | SGMTN_SIGNALMT | HOWARD | WIND-O | WEST | 1999 | 27.72 | 27.7
TEXAS BIG SPRING WIND B | Operational Resources (Wind) |  | SGMTN_SIGNALM2 | HOWARD | WIND-O | WEST | 1999 | 6.6 | 6.6
TG EAST WIND U1 | Operational Resources (Wind) |  | TRUSGILL_UNIT1 | KNOX | WIND-O | WEST | 2022 | 42 | 42
TG EAST WIND U2 | Operational Resources (Wind) |  | TRUSGILL_UNIT2 | KNOX | WIND-O | WEST | 2022 | 44.8 | 44.8
TG EAST WIND U3 | Operational Resources (Wind) |  | TRUSGILL_UNIT3 | KNOX | WIND-O | WEST | 2022 | 42 | 42
TG EAST WIND U4 | Operational Resources (Wind) |  | TRUSGILL_UNIT4 | KNOX | WIND-O | WEST | 2022 | 207.2 | 207.2
TORRECILLAS WIND 1 | Operational Resources (Wind) |  | TORR_UNIT1_25 | WEBB | WIND-O | SOUTH | 2019 | 150 | 150
TORRECILLAS WIND 2 | Operational Resources (Wind) |  | TORR_UNIT2_23 | WEBB | WIND-O | SOUTH | 2019 | 23 | 23
TORRECILLAS WIND 3 | Operational Resources (Wind) |  | TORR_UNIT2_25 | WEBB | WIND-O | SOUTH | 2019 | 127.5 | 127.5
TRENT WIND 1 A | Operational Resources (Wind) | 17INR0069 | TRENT_TRENT | NOLAN | WIND-O | WEST | 2001 | 38.25 | 38.3
TRENT WIND 1 B | Operational Resources (Wind) |  | TRENT_UNIT_1B | NOLAN | WIND-O | WEST | 2018 | 15.59 | 15.6
TRENT WIND 2 | Operational Resources (Wind) |  | TRENT_UNIT_2 | NOLAN | WIND-O | WEST | 2018 | 50.49 | 50.5
TRENT WIND 3 A | Operational Resources (Wind) |  | TRENT_UNIT_3A | NOLAN | WIND-O | WEST | 2018 | 38.25 | 38.3
TRENT WIND 3 B | Operational Resources (Wind) |  | TRENT_UNIT_3B | NOLAN | WIND-O | WEST | 2018 | 13.79 | 13.8
TRINITY HILLS WIND 1 | Operational Resources (Wind) | 20INR0019 | TRINITY_TH1_BUS1 | ARCHER | WIND-O | WEST | 2012 | 103.4 | 103.4
TRINITY HILLS WIND 2 | Operational Resources (Wind) | 20INR0019 | TRINITY_TH1_BUS2 | ARCHER | WIND-O | WEST | 2012 | 94.6 | 94.6
TSTC WEST TEXAS WIND | Operational Resources (Wind) |  | DG_ROSC2_1UNIT | NOLAN | WIND-O | WEST | 2008 | 2 | 2
TURKEY TRACK WIND | Operational Resources (Wind) |  | TTWEC_G1 | NOLAN | WIND-O | WEST | 2008 | 174.6 | 169.5
TYLER BLUFF WIND | Operational Resources (Wind) |  | TYLRWIND_UNIT1 | COOKE | WIND-O | NORTH | 2017 | 125.6 | 125.6
VENADO WIND U1 | Operational Resources (Wind) |  | VENADO_UNIT1 | ZAPATA | WIND-O | SOUTH | 2021 | 105 | 105
VENADO WIND U2 | Operational Resources (Wind) |  | VENADO_UNIT2 | ZAPATA | WIND-O | SOUTH | 2021 | 96.6 | 96.6
VERA WIND 1 | Operational Resources (Wind) |  | VERAWIND_UNIT1 | KNOX | WIND-O | WEST | 2021 | 12 | 12
VERA WIND 2 | Operational Resources (Wind) |  | VERAWIND_UNIT2 | KNOX | WIND-O | WEST | 2021 | 7.2 | 7.2
VERA WIND 3 | Operational Resources (Wind) |  | VERAWIND_UNIT3 | KNOX | WIND-O | WEST | 2021 | 100.8 | 100.8
VERA WIND 4 | Operational Resources (Wind) |  | VERAWIND_UNIT4 | KNOX | WIND-O | WEST | 2021 | 22 | 22
VERA WIND 5 | Operational Resources (Wind) |  | VERAWIND_UNIT5 | KNOX | WIND-O | WEST | 2021 | 100.8 | 100.8
VERTIGO WIND (FORMERLY GREEN PASTURES WIND 2) | Operational Resources (Wind) |  | VERTIGO_WIND_I | BAYLOR | WIND-O | WEST | 2015 | 150 | 150
WAKE WIND 1 | Operational Resources (Wind) |  | WAKEWE_G1 | DICKENS | WIND-P | PANHANDLE | 2016 | 114.91 | 114.9
WAKE WIND 2 | Operational Resources (Wind) |  | WAKEWE_G2 | DICKENS | WIND-P | PANHANDLE | 2016 | 142.35 | 142.3
WEST RAYMOND (EL TRUENO) WIND U1 | Operational Resources (Wind) |  | TRUENO_UNIT1 | WILLACY | WIND-C | COASTAL | 2021 | 116.6 | 116.6
WEST RAYMOND (EL TRUENO) WIND U2 | Operational Resources (Wind) |  | TRUENO_UNIT2 | WILLACY | WIND-C | COASTAL | 2021 | 123.2 | 123.2
WHIRLWIND ENERGY | Operational Resources (Wind) |  | WEC_WECG1 | FLOYD | WIND-P | PANHANDLE | 2007 | 59.8 | 56.96
WHITETAIL WIND | Operational Resources (Wind) |  | EXGNWTL_WIND_1 | WEBB | WIND-O | SOUTH | 2012 | 92.34 | 92.3
WHITE MESA WIND U1 | Operational Resources (Wind) |  | WHMESA_UNIT1 | CROCKETT | WIND-O | WEST | 2022 | 152.3 | 152.3
WHITE MESA 2 WIND U1 | Operational Resources (Wind) |  | WHMESA_UNIT2_23 | CROCKETT | WIND-O | WEST | 2022 | 13.92 | 13.9
WHITE MESA 2 WIND U2 | Operational Resources (Wind) |  | WHMESA_UNIT2_28 | CROCKETT | WIND-O | WEST | 2022 | 183.3 | 183.3
WHITE MESA 2 WIND U3 | Operational Resources (Wind) |  | WHMESA_UNIT3_23 | CROCKETT | WIND-O | WEST | 2022 | 18.56 | 18.6
WHITE MESA 2 WIND U4 | Operational Resources (Wind) |  | WHMESA_UNIT3_28 | CROCKETT | WIND-O | WEST | 2022 | 132.54 | 132.5
WILLOW SPRINGS WIND A | Operational Resources (Wind) |  | SALVTION_UNIT1 | HASKELL | WIND-O | WEST | 2017 | 125 | 125
WILLOW SPRINGS WIND B | Operational Resources (Wind) |  | SALVTION_UNIT2 | HASKELL | WIND-O | WEST | 2017 | 125 | 125
WILSON RANCH (INFINITY LIVE OAK WIND) | Operational Resources (Wind) |  | WL_RANCH_UNIT1 | SCHLEICHER | WIND-O | WEST | 2020 | 199.5 | 199.5
WINDTHORST 2 WIND | Operational Resources (Wind) |  | WNDTHST2_UNIT1 | ARCHER | WIND-O | WEST | 2014 | 67.62 | 67.62
WKN MOZART WIND | Operational Resources (Wind) |  | MOZART_WIND_1 | KENT | WIND-O | WEST | 2012 | 30 | 30
WOLF RIDGE WIND | Operational Resources (Wind) | 21INR0511 | WHTTAIL_WR1 | COOKE | WIND-O | NORTH | 2008 | 112.5 | 112.5
AGUAYO WIND | Operational Resources (Wind) - Synchronized but not Approved for Commercial Operations | 20INR0250 | AGUAYO_UNIT1 | MILLS | WIND-O | NORTH | 2023 | 193.5 | 192.9
ANCHOR WIND U1 | Operational Resources (Wind) - Synchronized but not Approved for Commercial Operations | 21INR0546 | ANCHOR_WIND1 | CALLAHAN | WIND-O | WEST | 2023 | 16 | 16
ANCHOR WIND U2 | Operational Resources (Wind) - Synchronized but not Approved for Commercial Operations | 21INR0387 | ANCHOR_WIND2 | CALLAHAN | WIND-O | WEST | 2023 | 98.9 | 98.9
ANCHOR WIND II B | Operational Resources (Wind) - Synchronized but not Approved for Commercial Operations | 21INR0539 | ANCHOR_WIND3 | CALLAHAN | WIND-O | WEST | 2023 | 90 | 90
ANCHOR WIND U4 | Operational Resources (Wind) - Synchronized but not Approved for Commercial Operations | 21INR0539 | ANCHOR_WIND4 | CALLAHAN | WIND-O | WEST | 2023 | 38.7 | 38.7
ANCHOR WIND U5 | Operational Resources (Wind) - Synchronized but not Approved for Commercial Operations | 22INR0562 | ANCHOR_WIND5 | CALLAHAN | WIND-O | WEST | 2022 | 19.3 | 19.3
APPALOOSA RUN WIND U2 | Operational Resources (Wind) - Synchronized but not Approved for Commercial Operations | 20INR0249 | APPALOSA_UNIT1 | UPTON | WIND-O | WEST | 2023 | 157.9 | 157.9
APPALOOSA RUN WIND U2 | Operational Resources (Wind) - Synchronized but not Approved for Commercial Operations | 20INR0249 | APPALOSA_UNIT2 | UPTON | WIND-O | WEST | 2023 | 13.9 | 13.9
APOGEE WIND U1 | Operational Resources (Wind) - Synchronized but not Approved for Commercial Operations | 21INR0467 | APOGEE_UNIT1 | THROCKMORTON | WIND-O | WEST | 2023 | 25 | 25
APOGEE WIND U2 | Operational Resources (Wind) - Synchronized but not Approved for Commercial Operations | 21INR0467 | APOGEE_UNIT2 | THROCKMORTON | WIND-O | WEST | 2023 | 14 | 14
APOGEE WIND U3 | Operational Resources (Wind) - Synchronized but not Approved for Commercial Operations | 21INR0467 | APOGEE_UNIT3 | THROCKMORTON | WIND-O | WEST | 2023 | 30.2 | 30.2
APOGEE WIND U4 | Operational Resources (Wind) - Synchronized but not Approved for Commercial Operations | 21INR0467 | APOGEE_UNIT4 | THROCKMORTON | WIND-O | WEST | 2023 | 115 | 115
APOGEE WIND U5 | Operational Resources (Wind) - Synchronized but not Approved for Commercial Operations | 21INR0467 | APOGEE_UNIT5 | THROCKMORTON | WIND-O | WEST | 2023 | 110 | 110
APOGEE WIND U6 | Operational Resources (Wind) - Synchronized but not Approved for Commercial Operations | 21INR0467 | APOGEE_UNIT6 | THROCKMORTON | WIND-O | WEST | 2023 | 24 | 24
APOGEE WIND U7 | Operational Resources (Wind) - Synchronized but not Approved for Commercial Operations | 21INR0467 | APOGEE_UNIT7 | THROCKMORTON | WIND-O | WEST | 2023 | 75 | 75
BAIRD NORTH WIND U1 | Operational Resources (Wind) - Synchronized but not Approved for Commercial Operations | 20INR0083 | BAIRDWND_UNIT1 | CALLAHAN | WIND-O | WEST | 2023 | 195 | 195
BAIRD NORTH WIND U2 | Operational Resources (Wind) - Synchronized but not Approved for Commercial Operations | 20INR0083 | BAIRDWND_UNIT2 | CALLAHAN | WIND-O | WEST | 2023 | 145 | 145
BLACKJACK CREEK WIND U1 | Operational Resources (Wind) - Synchronized but not Approved for Commercial Operations | 20INR0068 | BLACKJAK_UNIT1 | BEE | WIND-O | SOUTH | 2023 | 120 | 120
BLACKJACK CREEK WIND U2 | Operational Resources (Wind) - Synchronized but not Approved for Commercial Operations | 20INR0068 | BLACKJAK_UNIT2 | BEE | WIND-O | SOUTH | 2023 | 120 | 120
BOARD CREEK WP U1 | Operational Resources (Wind) - Synchronized but not Approved for Commercial Operations | 21INR0324 | BOARDCRK_UNIT1 | NAVARRO | WIND-O | NORTH | 2023 | 108.8 | 108.8
BOARD CREEK WP U2 | Operational Resources (Wind) - Synchronized but not Approved for Commercial Operations | 21INR0324 | BOARDCRK_UNIT2 | NAVARRO | WIND-O | NORTH | 2023 | 190.4 | 190.4
COYOTE WIND U1 | Operational Resources (Wind) - Synchronized but not Approved for Commercial Operations | 17INR0027b | COYOTE_W_UNIT1 | SCURRY | WIND-O | WEST | 2023 | 90 | 90
COYOTE WIND U2 | Operational Resources (Wind) - Synchronized but not Approved for Commercial Operations | 17INR0027b | COYOTE_W_UNIT2 | SCURRY | WIND-O | WEST | 2023 | 26.6 | 26.6
COYOTE WIND U3 | Operational Resources (Wind) - Synchronized but not Approved for Commercial Operations | 17INR0027b | COYOTE_W_UNIT3 | SCURRY | WIND-O | WEST | 2023 | 126 | 126
EL SUAZ RANCH U1 | Operational Resources (Wind) - Synchronized but not Approved for Commercial Operations | 20INR0097 | ELSAUZ_UNIT1 | WILLACY | WIND-C | COASTAL | 2023 | 153 | 153
EL SUAZ RANCH U2 | Operational Resources (Wind) - Synchronized but not Approved for Commercial Operations | 20INR0097 | ELSAUZ_UNIT2 | WILLACY | WIND-C | COASTAL | 2023 | 148.5 | 148.5
FOXTROT WIND U1 | Operational Resources (Wind) - Synchronized but not Approved for Commercial Operations | 20INR0129 | FOXTROT_UNIT1 | BEE | WIND-O | SOUTH | 2023 | 130.2 | 130.2
FOXTROT WIND U2 | Operational Resources (Wind) - Synchronized but not Approved for Commercial Operations | 20INR0129 | FOXTROT_UNIT2 | BEE | WIND-O | SOUTH | 2023 | 84 | 84
FOXTROT WIND U3 | Operational Resources (Wind) - Synchronized but not Approved for Commercial Operations | 20INR0129 | FOXTROT_UNIT3 | BEE | WIND-O | SOUTH | 2023 | 54 | 54
HARALD (BEARKAT WIND B) | Operational Resources (Wind) - Synchronized but not Approved for Commercial Operations | 15INR0064b | HARALD_UNIT1 | GLASSCOCK | WIND-O | WEST | 2023 | 162.1 | 162.1
INERTIA WIND U1 | Operational Resources (Wind) - Synchronized but not Approved for Commercial Operations | 22INR0326 | INRT_W_UNIT1 | HASKELL | WIND-O | WEST | 2023 | 67.7 | 67.7
INERTIA WIND U2 | Operational Resources (Wind) - Synchronized but not Approved for Commercial Operations | 22INR0326 | INRT_W_UNIT2 | HASKELL | WIND-O | WEST | 2023 | 27.7 | 27.7
INERTIA WIND U3 | Operational Resources (Wind) - Synchronized but not Approved for Commercial Operations | 22INR0326 | INRT_W_UNIT3 | HASKELL | WIND-O | WEST | 2023 | 205.9 | 205.9
LACY CREEK WIND U1 | Operational Resources (Wind) - Synchronized but not Approved for Commercial Operations | 18INR0043 | LACY_CRK_UNIT1 | GLASSCOCK | WIND-O | WEST | 2023 | 135.4 | 135.4
LACY CREEK WIND U2 | Operational Resources (Wind) - Synchronized but not Approved for Commercial Operations | 18INR0043 | LACY_CRK_UNIT2 | GLASSCOCK | WIND-O | WEST | 2023 | 15.12 | 15.1
LACY CREEK WIND U3 | Operational Resources (Wind) - Synchronized but not Approved for Commercial Operations | 18INR0043 | LACY_CRK_UNIT3 | GLASSCOCK | WIND-O | WEST | 2023 | 138.2 | 138.18
LACY CREEK WIND U4 | Operational Resources (Wind) - Synchronized but not Approved for Commercial Operations | 18INR0043 | LACY_CRK_UNIT4 | GLASSCOCK | WIND-O | WEST | 2023 | 12.6 | 12.6
LAS MAJADAS WIND U1 | Operational Resources (Wind) - Synchronized but not Approved for Commercial Operations | 17INR0035 | LMAJADAS_UNIT1 | WILLACY | WIND-C | COASTAL | 2023 | 110 | 110
LAS MAJADAS WIND U2 | Operational Resources (Wind) - Synchronized but not Approved for Commercial Operations | 17INR0035 | LMAJADAS_UNIT2 | WILLACY | WIND-C | COASTAL | 2023 | 24 | 24
LAS MAJADAS WIND U3 | Operational Resources (Wind) - Synchronized but not Approved for Commercial Operations | 17INR0035 | LMAJADAS_UNIT3 | WILLACY | WIND-C | COASTAL | 2023 | 138.6 | 138.6
MARYNEAL WINDPOWER | Operational Resources (Wind) - Synchronized but not Approved for Commercial Operations | 18INR0031 | MARYNEAL_UNIT1 | NOLAN | WIND-O | WEST | 2022 | 182.4 | 182.4
MESTENO WIND | Operational Resources (Wind) - Synchronized but not Approved for Commercial Operations | 16INR0081 | MESTENO_UNIT_1 | STARR | WIND-O | SOUTH | 2022 | 201.6 | 201.6
PRAIRIE HILL WIND U1 | Operational Resources (Wind) - Synchronized but not Approved for Commercial Operations | 19INR0100 | PHILLWND_UNIT1 | LIMESTONE | WIND-O | NORTH | 2023 | 153 | 153
PRAIRIE HILL WIND U2 | Operational Resources (Wind) - Synchronized but not Approved for Commercial Operations | 19INR0100 | PHILLWND_UNIT2 | LIMESTONE | WIND-O | NORTH | 2023 | 147 | 147
PRIDDY WIND U1 | Operational Resources (Wind) - Synchronized but not Approved for Commercial Operations | 16INR0085 | PRIDDY_UNIT1 | MILLS | WIND-O | NORTH | 2023 | 187.2 | 187.2
PRIDDY WIND U2 | Operational Resources (Wind) - Synchronized but not Approved for Commercial Operations | 16INR0085 | PRIDDY_UNIT2 | MILLS | WIND-O | NORTH | 2023 | 115.2 | 115.2
VORTEX WIND U1 | Operational Resources (Wind) - Synchronized but not Approved for Commercial Operations | 20INR0120 | VORTEX_WIND1 | THROCKMORTON | WIND-O | WEST | 2023 | 153.6 | 153.6
VORTEX WIND U2 | Operational Resources (Wind) - Synchronized but not Approved for Commercial Operations | 20INR0120 | VORTEX_WIND2 | THROCKMORTON | WIND-O | WEST | 2023 | 24.2 | 24.2
VORTEX WIND U3 | Operational Resources (Wind) - Synchronized but not Approved for Commercial Operations | 20INR0120 | VORTEX_WIND3 | THROCKMORTON | WIND-O | WEST | 2023 | 158.4 | 158.4
VORTEX WIND U4 | Operational Resources (Wind) - Synchronized but not Approved for Commercial Operations | 20INR0120 | VORTEX_WIND4 | THROCKMORTON | WIND-O | WEST | 2023 | 14 | 14
WHITEHORSE WIND U1 | Operational Resources (Wind) - Synchronized but not Approved for Commercial Operations | 19INR0080 | WH_WIND_UNIT1 | FISHER | WIND-O | WEST | 2023 | 209.4 | 209.4
WHITEHORSE WIND U2 | Operational Resources (Wind) - Synchronized but not Approved for Commercial Operations | 19INR0080 | WH_WIND_UNIT2 | FISHER | WIND-O | WEST | 2023 | 209.5 | 209.5
WILDWIND U1 | Operational Resources (Wind) - Synchronized but not Approved for Commercial Operations | 20INR0033 | WILDWIND_UNIT1 | COOKE | WIND-O | NORTH | 2023 | 18.38 | 18.4
WILDWIND U2 | Operational Resources (Wind) - Synchronized but not Approved for Commercial Operations | 20INR0033 | WILDWIND_UNIT2 | COOKE | WIND-O | NORTH | 2023 | 48 | 48
WILDWIND U3 | Operational Resources (Wind) - Synchronized but not Approved for Commercial Operations | 20INR0033 | WILDWIND_UNIT3 | COOKE | WIND-O | NORTH | 2023 | 6.3 | 6.3
WILDWIND U4 | Operational Resources (Wind) - Synchronized but not Approved for Commercial Operations | 20INR0033 | WILDWIND_UNIT4 | COOKE | WIND-O | NORTH | 2023 | 54.6 | 54.6
WILDWIND U5 | Operational Resources (Wind) - Synchronized but not Approved for Commercial Operations | 20INR0033 | WILDWIND_UNIT5 | COOKE | WIND-O | NORTH | 2023 | 52.8 | 52.8
YOUNG WIND U3 | Operational Resources (Wind) - Synchronized but not Approved for Commercial Operations | 21INR0401 | YNG_WND_UNIT1 | YOUNG | WIND-O | WEST | 2023 | 197.4 | 197.4
YOUNG WIND U2 | Operational Resources (Wind) - Synchronized but not Approved for Commercial Operations | 21INR0401 | YNG_WND_UNIT2 | YOUNG | WIND-O | WEST | 2023 | 152.28 | 152.28
YOUNG WIND U3 | Operational Resources (Wind) - Synchronized but not Approved for Commercial Operations | 21INR0401 | YNG_WND_UNIT3 | YOUNG | WIND-O | WEST | 2023 | 149.46 | 149.46
ACACIA SOLAR | Operational Resources (Solar) |  | ACACIA_UNIT_1 | PRESIDIO | SOLAR | WEST | 2012 | 10 | 9.99
ALEXIS SOLAR | Operational Resources (Solar) |  | DG_ALEXIS_ALEXIS | BROOKS | SOLAR | SOUTH | 2019 | 10 | 10
ANSON SOLAR U1 | Operational Resources (Solar) |  | ANSON1_UNIT1 | JONES | SOLAR | WEST | 2022 | 100.8 | 100
ANSON SOLAR U2 | Operational Resources (Solar) |  | ANSON1_UNIT2 | JONES | SOLAR | WEST | 2022 | 100.8 | 100
ARAGORN SOLAR | Operational Resources (Solar) |  | ARAGORN_UNIT1 | CULBERSON | SOLAR | WEST | 2021 | 188.2 | 187.2
AZURE SKY SOLAR U1 | Operational Resources (Solar) |  | AZURE_SOLAR1 | HASKELL | SOLAR | WEST | 2021 | 74.9 | 74.9
AZURE SKY SOLAR U2 | Operational Resources (Solar) |  | AZURE_SOLAR2 | HASKELL | SOLAR | WEST | 2021 | 153.5 | 153.5
BECK 1 | Operational Resources (Solar) |  | DG_CECSOLAR_DG_BECK1 | BEXAR | SOLAR | SOUTH | 2016 | 1 | 1
BHE SOLAR PEARL PROJECT (SIRIUS 2) | Operational Resources (Solar) |  | SIRIUS_UNIT2 | PECOS | SOLAR | WEST | 2017 | 50 | 49.1
BLUE WING 1 SOLAR | Operational Resources (Solar) |  | DG_BROOK_1UNIT | BEXAR | SOLAR | SOUTH | 2010 | 7.6 | 7.6
BLUE WING 2 SOLAR | Operational Resources (Solar) |  | DG_ELMEN_1UNIT | BEXAR | SOLAR | SOUTH | 2010 | 7.3 | 7.3
BLUEBELL SOLAR (CAPRICORN RIDGE SOLAR) | Operational Resources (Solar) |  | CAPRIDG4_BB_PV | STERLING | SOLAR | WEST | 2019 | 30 | 30
BLUEBELL SOLAR II 1 (CAPRICORN RIDGE 4) | Operational Resources (Solar) |  | CAPRIDG4_BB2_PV1 | STERLING | SOLAR | WEST | 2021 | 100 | 100
BLUEBELL SOLAR II 2 (CAPRICORN RIDGE 4) | Operational Resources (Solar) |  | CAPRIDG4_BB2_PV2 | STERLING | SOLAR | WEST | 2021 | 15 | 15
BNB LAMESA SOLAR (PHASE I) | Operational Resources (Solar) |  | LMESASLR_UNIT1 | DAWSON | SOLAR | WEST | 2018 | 101.6 | 101.6
BNB LAMESA SOLAR (PHASE II) | Operational Resources (Solar) |  | LMESASLR_IVORY | DAWSON | SOLAR | WEST | 2018 | 50 | 50
BOVINE SOLAR LLC | Operational Resources (Solar) |  | DG_BOVINE_BOVINE | AUSTIN | SOLAR | SOUTH | 2018 | 5 | 5
BOVINE SOLAR LLC | Operational Resources (Solar) |  | DG_BOVINE2_BOVINE2 | AUSTIN | SOLAR | SOUTH | 2018 | 5 | 5
BRIGHTSIDE SOLAR | Operational Resources (Solar) |  | BRIGHTSD_UNIT1 | BEE | SOLAR | SOUTH | 2022 | 53.4 | 50
BRONSON SOLAR I | Operational Resources (Solar) |  | DG_BRNSN_BRNSN | FORT BEND | SOLAR | HOUSTON | 2018 | 5 | 5
BRONSON SOLAR II | Operational Resources (Solar) |  | DG_BRNSN2_BRNSN2 | FORT BEND | SOLAR | HOUSTON | 2018 | 5 | 5
CASCADE SOLAR I | Operational Resources (Solar) |  | DG_CASCADE_CASCADE | WHARTON | SOLAR | SOUTH | 2018 | 5 | 5
CASCADE SOLAR II | Operational Resources (Solar) |  | DG_CASCADE2_CASCADE2 | WHARTON | SOLAR | SOUTH | 2018 | 5 | 5
CASTLE GAP SOLAR | Operational Resources (Solar) |  | CASL_GAP_UNIT1 | UPTON | SOLAR | WEST | 2018 | 180 | 180
CATAN SOLAR | Operational Resources (Solar) |  | DG_CS10_CATAN | KARNES | SOLAR | SOUTH | 2020 | 10 | 10
CHISUM SOLAR | Operational Resources (Solar) |  | DG_CHISUM_CHISUM | LAMAR | SOLAR | NORTH | 2018 | 10 | 10
COMMERCE_SOLAR | Operational Resources (Solar) |  | DG_ X443PV1_SWRI_PV1 | BEXAR | SOLAR | SOUTH | 2019 | 5 | 5
CONIGLIO SOLAR | Operational Resources (Solar) |  | CONIGLIO_UNIT1 | FANNIN | SOLAR | NORTH | 2021 | 125.7 | 125.7
CORAZON SOLAR PHASE I | Operational Resources (Solar) |  | CORAZON_UNIT1 | WEBB | SOLAR | SOUTH | 2021 | 202.6 | 202.6
DANCIGER SOLAR U1 | Operational Resources (Solar) |  | DAG_UNIT1 | BRAZORIA | SOLAR | COASTAL | 2023 | 101.4 | 100
DANCIGER SOLAR U2 | Operational Resources (Solar) |  | DAG_UNIT2 | BRAZORIA | SOLAR | COASTAL | 2023 | 101.4 | 100
EAST BLACKLAND SOLAR (PFLUGERVILLE SOLAR) | Operational Resources (Solar) |  | E_BLACK_UNIT_1 | TRAVIS | SOLAR | SOUTH | 2021 | 144 | 144
EDDY SOLAR II | Operational Resources (Solar) |  | DG_EDDYII_EDDYII | MCLENNAN | SOLAR | NORTH | 2018 | 10 | 10
ELARA SOLAR | Operational Resources (Solar) |  | ELARA_SL_UNIT1 | FRIO | SOLAR | SOUTH | 2022 | 132.4 | 132.4
EUNICE SOLAR U1 | Operational Resources (Solar) |  | EUNICE_PV1 | ANDREWS | SOLAR | WEST | 2021 | 189.6 | 189.6
EUNICE SOLAR U2 | Operational Resources (Solar) |  | EUNICE_PV2 | ANDREWS | SOLAR | WEST | 2021 | 237.1 | 237.1
FIFTH GENERATION SOLAR 1 | Operational Resources (Solar) |  | DG_FIFTHGS1_FGSOLAR1 | TRAVIS | SOLAR | SOUTH | 2016 | 1.6 | 1.6
FOWLER RANCH | Operational Resources (Solar) |  | FWLR_SLR_UNIT1 | CRANE | SOLAR | WEST | 2020 | 152.5 | 150
FS BARILLA SOLAR-PECOS | Operational Resources (Solar) |  | HOVEY_UNIT1 | PECOS | SOLAR | WEST | 2015 | 22 | 22
FS EAST PECOS SOLAR | Operational Resources (Solar) |  | BOOTLEG_UNIT1 | PECOS | SOLAR | WEST | 2017 | 126 | 121.1
GALLOWAY 1 SOLAR | Operational Resources (Solar) |  | GALLOWAY_SOLAR1 | CONCHO | SOLAR | WEST | 2021 | 251.4 | 250
GREASEWOOD SOLAR 1 | Operational Resources (Solar) |  | GREASWOD_UNIT1 | PECOS | SOLAR | WEST | 2021 | 126.3 | 124.6
GREASEWOOD SOLAR 2 | Operational Resources (Solar) |  | GREASWOD_UNIT2 | PECOS | SOLAR | WEST | 2021 | 132.2 | 130.4
GRIFFIN SOLAR | Operational Resources (Solar) |  | DG_GRIFFIN_GRIFFIN | MCLENNAN | SOLAR | NORTH | 2019 | 5 | 5
HIGHWAY 56 | Operational Resources (Solar) |  | DG_HWY56_HWY56 | GRAYSON | SOLAR | NORTH | 2017 | 5.3 | 5.3
HM SEALY SOLAR 1 | Operational Resources (Solar) |  | DG_SEALY_1UNIT | AUSTIN | SOLAR | SOUTH | 2015 | 1.6 | 1.6
HOLSTEIN SOLAR 1 | Operational Resources (Solar) |  | HOLSTEIN_SOLAR1 | NOLAN | SOLAR | WEST | 2020 | 102.2 | 102.2
HOLSTEIN SOLAR 2 | Operational Resources (Solar) |  | HOLSTEIN_SOLAR2 | NOLAN | SOLAR | WEST | 2020 | 102.3 | 102.3
IMPACT SOLAR | Operational Resources (Solar) |  | IMPACT_UNIT1 | LAMAR | SOLAR | NORTH | 2021 | 198.5 | 198.5
JUNO SOLAR PHASE I | Operational Resources (Solar) |  | JUNO_UNIT1 | BORDEN | SOLAR | WEST | 2021 | 162.1 | 162.1
JUNO SOLAR PHASE II | Operational Resources (Solar) |  | JUNO_UNIT2 | BORDEN | SOLAR | WEST | 2021 | 143.5 | 143.5
KELLAM SOLAR | Operational Resources (Solar) |  | KELAM_SL_UNIT1 | VAN ZANDT | SOLAR | NORTH | 2020 | 59.8 | 59.8
LAMPWICK SOLAR | Operational Resources (Solar) |  | DG_LAMPWICK_LAMPWICK | MENARD | SOLAR | WEST | 2019 | 7.5 | 7.5
LAPETUS SOLAR | Operational Resources (Solar) |  | LAPETUS_UNIT_1 | ANDREWS | SOLAR | WEST | 2020 | 100.7 | 100.7
LEON | Operational Resources (Solar) |  | DG_LEON_LEON | HUNT | SOLAR | NORTH | 2017 | 10 | 10
LILY SOLAR | Operational Resources (Solar) |  | LILY_SOLAR1 | KAUFMAN | SOLAR | NORTH | 2021 | 147.6 | 147.6
LONG DRAW SOLAR U1 | Operational Resources (Solar) |  | LGDRAW_S_UNIT1_1 | BORDEN | SOLAR | WEST | 2021 | 98.5 | 98.5
LONG DRAW SOLAR U2 | Operational Resources (Solar) |  | LGDRAW_S_UNIT1_2 | BORDEN | SOLAR | WEST | 2021 | 128.3 | 128.3
MARLIN | Operational Resources (Solar) |  | DG_MARLIN_MARLIN | FALLS | SOLAR | NORTH | 2017 | 5.3 | 5.3
MARS SOLAR (DG) | Operational Resources (Solar) |  | DG_MARS_MARS | WEBB | SOLAR | SOUTH | 2019 | 10 | 10
MISAE SOLAR U1 | Operational Resources (Solar) |  | MISAE_UNIT1 | CHILDRESS | SOLAR | PANHANDLE | 2021 | 121.4 | 121.4
MISAE SOLAR U2 | Operational Resources (Solar) |  | MISAE_UNIT2 | CHILDRESS | SOLAR | PANHANDLE | 2021 | 118.6 | 118.6
NEBULA SOLAR (RAYOS DEL SOL) U1 | Operational Resources (Solar) |  | NEBULA_UNIT1 | CAMERON | SOLAR | COASTAL | 2022 | 137.5 | 137.5
NOBLE SOLAR U1 | Operational Resources (Solar) |  | NOBLESLR_SOLAR1 | DENTON | SOLAR | NORTH | 2022 | 148.8 | 146.7
NOBLE SOLAR U2 | Operational Resources (Solar) |  | NOBLESLR_SOLAR2 | DENTON | SOLAR | NORTH | 2022 | 130.2 | 128.3
NORTH GAINESVILLE | Operational Resources (Solar) |  | DG_NGNSVL_NGAINESV | COOKE | SOLAR | NORTH | 2017 | 5.2 | 5.2
OBERON SOLAR | Operational Resources (Solar) |  | OBERON_UNIT_1 | ECTOR | SOLAR | WEST | 2020 | 180 | 180
OCI ALAMO 1 SOLAR | Operational Resources (Solar) |  | OCI_ALM1_UNIT1 | BEXAR | SOLAR | SOUTH | 2013 | 39.18 | 39.18
OCI ALAMO 2 SOLAR-ST. HEDWIG | Operational Resources (Solar) |  | DG_STHWG_UNIT1 | BEXAR | SOLAR | SOUTH | 2014 | 4.4 | 4.4
OCI ALAMO 3-WALZEM SOLAR | Operational Resources (Solar) |  | DG_WALZM_UNIT1 | BEXAR | SOLAR | SOUTH | 2014 | 5.5 | 5.5
OCI ALAMO 4 SOLAR-BRACKETVILLE | Operational Resources (Solar) | 22INR0600 | ECLIPSE_UNIT1 | KINNEY | SOLAR | SOUTH | 2014 | 37.62 | 37.6
OCI ALAMO 5 (DOWNIE RANCH) | Operational Resources (Solar) |  | HELIOS_UNIT1 | UVALDE | SOLAR | SOUTH | 2015 | 100 | 100
OCI ALAMO 6 (SIRIUS/WEST TEXAS) | Operational Resources (Solar) |  | SIRIUS_UNIT1 | PECOS | SOLAR | WEST | 2017 | 110.2 | 110.2
OCI ALAMO 7 (PAINT CREEK) | Operational Resources (Solar) |  | SOLARA_UNIT1 | HASKELL | SOLAR | WEST | 2016 | 112 | 112
PHOEBE SOLAR 1 | Operational Resources (Solar) |  | PHOEBE_UNIT1 | WINKLER | SOLAR | WEST | 2019 | 125.04 | 125.14
PHOEBE SOLAR 2 | Operational Resources (Solar) |  | PHOEBE_UNIT2 | WINKLER | SOLAR | WEST | 2019 | 127.95 | 128.05
PHOENIX SOLAR | Operational Resources (Solar) |  | PHOENIX_UNIT1 | FANNIN | SOLAR | NORTH | 2021 | 83.9 | 83.9
POWERFIN KINGSBERY | Operational Resources (Solar) |  | DG_PFK_PFKPV | TRAVIS | SOLAR | SOUTH | 2017 | 2.6 | 2.6
PROSPERO SOLAR 1 U1 | Operational Resources (Solar) |  | PROSPERO_UNIT1 | ANDREWS | SOLAR | WEST | 2020 | 153.6 | 153.6
PROSPERO SOLAR 1 U2 | Operational Resources (Solar) |  | PROSPERO_UNIT2 | ANDREWS | SOLAR | WEST | 2020 | 150 | 150
PROSPERO SOLAR 2 U1 | Operational Resources (Solar) |  | PRSPERO2_UNIT1 | ANDREWS | SOLAR | WEST | 2021 | 126.5 | 126.5
PROSPERO SOLAR 2 U2 | Operational Resources (Solar) |  | PRSPERO2_UNIT2 | ANDREWS | SOLAR | WEST | 2021 | 126.4 | 126.4
QUEEN SOLAR PHASE I | Operational Resources (Solar) |  | QUEEN_SL_SOLAR1 | UPTON | SOLAR | WEST | 2020 | 102.5 | 102.5
QUEEN SOLAR PHASE I | Operational Resources (Solar) |  | QUEEN_SL_SOLAR2 | UPTON | SOLAR | WEST | 2020 | 102.5 | 102.5
QUEEN SOLAR PHASE II | Operational Resources (Solar) |  | QUEEN_SL_SOLAR3 | UPTON | SOLAR | WEST | 2020 | 97.5 | 97.5
QUEEN SOLAR PHASE II | Operational Resources (Solar) |  | QUEEN_SL_SOLAR4 | UPTON | SOLAR | WEST | 2020 | 107.5 | 107.5
RAMBLER SOLAR | Operational Resources (Solar) |  | RAMBLER_UNIT1 | TOM GREEN | SOLAR | WEST | 2020 | 211.19 | 200
RE ROSEROCK SOLAR 1 | Operational Resources (Solar) |  | REROCK_UNIT1 | PECOS | SOLAR | WEST | 2016 | 78.75 | 78.75
RE ROSEROCK SOLAR 2 | Operational Resources (Solar) |  | REROCK_UNIT2 | PECOS | SOLAR | WEST | 2016 | 78.75 | 78.75
REDBARN SOLAR 1 (RE MAPLEWOOD 2A SOLAR) | Operational Resources (Solar) |  | REDBARN_UNIT_1 | PECOS | SOLAR | WEST | 2021 | 222 | 222
REDBARN SOLAR 2 (RE MAPLEWOOD 2B SOLAR) | Operational Resources (Solar) |  | REDBARN_UNIT_2 | PECOS | SOLAR | WEST | 2021 | 28 | 28
RENEWABLE ENERGY ALTERNATIVES-CCS1 | Operational Resources (Solar) |  | DG_COSERVSS_CSS1 | DENTON | SOLAR | NORTH | 2015 | 2 | 2
RIGGINS (SE BUCKTHORN WESTEX SOLAR) | Operational Resources (Solar) |  | RIGGINS_UNIT1 | PECOS | SOLAR | WEST | 2018 | 155.44 | 150
RIPPEY SOLAR | Operational Resources (Solar) |  | RIPPEY_UNIT1 | COOKE | SOLAR | NORTH | 2020 | 59.8 | 59.8
SOLAIREHOLMAN 1 | Operational Resources (Solar) |  | LASSO_UNIT1 | BREWSTER | SOLAR | WEST | 2018 | 50 | 50
SP-TX-12-PHASE B | Operational Resources (Solar) |  | SPTX12B_UNIT1 | UPTON | SOLAR | WEST | 2017 | 157.5 | 157.5
STERLING | Operational Resources (Solar) |  | DG_STRLING_STRLING | HUNT | SOLAR | NORTH | 2018 | 10 | 10
STRATEGIC SOLAR 1 | Operational Resources (Solar) |  | STRATEGC_UNIT1 | ELLIS | SOLAR | NORTH | 2022 | 135 | 135
SUNEDISON RABEL ROAD SOLAR | Operational Resources (Solar) |  | DG_VALL1_1UNIT | BEXAR | SOLAR | SOUTH | 2012 | 9.9 | 9.9
SUNEDISON VALLEY ROAD SOLAR | Operational Resources (Solar) |  | DG_VALL2_1UNIT | BEXAR | SOLAR | SOUTH | 2012 | 9.9 | 9.9
SUNEDISON CPS3 SOMERSET 1 SOLAR | Operational Resources (Solar) |  | DG_SOME1_1UNIT | BEXAR | SOLAR | SOUTH | 2012 | 5.6 | 5.6
SUNEDISON SOMERSET 2 SOLAR | Operational Resources (Solar) |  | DG_SOME2_1UNIT | BEXAR | SOLAR | SOUTH | 2012 | 5 | 5
TAYGETE SOLAR 1 U1 | Operational Resources (Solar) |  | TAYGETE_UNIT1 | PECOS | SOLAR | WEST | 2021 | 125.9 | 125.9
TAYGETE SOLAR 1 U2 | Operational Resources (Solar) |  | TAYGETE_UNIT2 | PECOS | SOLAR | WEST | 2021 | 128.9 | 128.9
TITAN SOLAR (IP TITAN) U1 | Operational Resources (Solar) |  | TI_SOLAR_UNIT1 | CULBERSON | SOLAR | WEST | 2021 | 136.8 | 136.8
TITAN SOLAR (IP TITAN) U2 | Operational Resources (Solar) |  | TI_SOLAR_UNIT2 | CULBERSON | SOLAR | WEST | 2021 | 131.1 | 131.1
TPE ERATH SOLAR | Operational Resources (Solar) |  | DG_ERATH_ERATH21 | ERATH | SOLAR | NORTH | 2021 | 10 | 10
VANCOURT SOLAR | Operational Resources (Solar) |  | VANCOURT_UNIT1 | CAMERON | SOLAR | COASTAL | 2023 | 45.7 | 45.7
VISION SOLAR 1 | Operational Resources (Solar) |  | VISION_UNIT1 | NAVARRO | SOLAR | NORTH | 2022 | 129.2 | 127
WAGYU SOLAR | Operational Resources (Solar) |  | WGU_UNIT1 | BRAZORIA | SOLAR | COASTAL | 2021 | 120 | 120
WALNUT SPRINGS | Operational Resources (Solar) |  | DG_WLNTSPRG_1UNIT | BOSQUE | SOLAR | NORTH | 2016 | 10 | 10
WAYMARK SOLAR | Operational Resources (Solar) |  | WAYMARK_UNIT1 | UPTON | SOLAR | WEST | 2018 | 182 | 182
WEBBERVILLE SOLAR | Operational Resources (Solar) |  | WEBBER_S_WSP1 | TRAVIS | SOLAR | SOUTH | 2011 | 26.7 | 26.7
WEST MOORE II | Operational Resources (Solar) |  | DG_WMOOREII_WMOOREII | GRAYSON | SOLAR | NORTH | 2018 | 5 | 5
WEST OF PECOS SOLAR | Operational Resources (Solar) |  | W_PECOS_UNIT1 | REEVES | SOLAR | WEST | 2019 | 100 | 100
WESTORIA SOLAR U1 | Operational Resources (Solar) |  | WES_UNIT1 | BRAZORIA | SOLAR | COASTAL | 2022 | 101.6 | 101.6
WESTORIA SOLAR U2 | Operational Resources (Solar) |  | WES_UNIT2 | BRAZORIA | SOLAR | COASTAL | 2022 | 101.6 | 101.6
WHITESBORO | Operational Resources (Solar) |  | DG_WBORO_WHTSBORO | GRAYSON | SOLAR | NORTH | 2017 | 5 | 5
WHITESBORO II | Operational Resources (Solar) |  | DG_WBOROII_WHBOROII | GRAYSON | SOLAR | NORTH | 2017 | 5 | 5
WHITEWRIGHT | Operational Resources (Solar) |  | DG_WHTRT_WHTRGHT | FANNIN | SOLAR | NORTH | 2017 | 10 | 10
WHITNEY SOLAR | Operational Resources (Solar) |  | DG_WHITNEY_SOLAR1 | BOSQUE | SOLAR | NORTH | 2017 | 10 | 10
YELLOW JACKET SOLAR | Operational Resources (Solar) |  | DG_YLWJACKET_YLWJACKET | BOSQUE | SOLAR | NORTH | 2018 | 5 | 5
BIG STAR SOLAR U1 | Operational Resources (Solar) - Synchronized but not Approved for Commercial Operations | 21INR0413 | BIG_STAR_UNIT1 | BASTROP | SOLAR | SOUTH | 2023 | 132.27 | 130
BIG STAR SOLAR U2 | Operational Resources (Solar) - Synchronized but not Approved for Commercial Operations | 21INR0413 | BIG_STAR_UNIT2 | BASTROP | SOLAR | SOUTH | 2023 | 70.83 | 70
BLUE JAY SOLAR I | Operational Resources (Solar) - Synchronized but not Approved for Commercial Operations | 21INR0538 | BLUEJAY_UNIT1 | GRIMES | SOLAR | NORTH | 2023 | 69 | 69
BLUE JAY SOLAR II | Operational Resources (Solar) - Synchronized but not Approved for Commercial Operations | 19INR0085 | BLUEJAY_UNIT2 | GRIMES | SOLAR | NORTH | 2023 | 141 | 141
BUFFALO CREEK (OLD 300 SOLAR CENTER) U1 | Operational Resources (Solar) - Synchronized but not Approved for Commercial Operations | 21INR0406 | BCK_UNIT1 | FORT BEND | SOLAR | HOUSTON | 2023 | 217.5 | 217.5
BUFFALO CREEK (OLD 300 SOLAR CENTER) U2 | Operational Resources (Solar) - Synchronized but not Approved for Commercial Operations | 21INR0406 | BCK_UNIT2 | FORT BEND | SOLAR | HOUSTON | 2023 | 221.3 | 221.3
CROWN SOLAR | Operational Resources (Solar) - Synchronized but not Approved for Commercial Operations | 21INR0323 | CRWN_SLR_UNIT1 | FALLS | SOLAR | NORTH | 2023 | 101.3 | 100.7
EMERALD GROVE SOLAR (PECOS SOLAR POWER I) | Operational Resources (Solar) - Synchronized but not Approved for Commercial Operations | 15INR0059 | EGROVESL_UNIT1 | CRANE | SOLAR | WEST | 2023 | 109.5 | 108
FIGHTING JAYS SOLAR U1 | Operational Resources (Solar) - Synchronized but not Approved for Commercial Operations | 21INR0278 | JAY_UNIT1 | FORT BEND | SOLAR | HOUSTON | 2023 | 179.5 | 179.6
FIGHTING JAYS SOLAR U2 | Operational Resources (Solar) - Synchronized but not Approved for Commercial Operations | 21INR0278 | JAY_UNIT2 | FORT BEND | SOLAR | HOUSTON | 2023 | 171.8 | 171.9
GOLINDA SOLAR | Operational Resources (Solar) - Synchronized but not Approved for Commercial Operations | 21INR0434 | GOLINDA_UNIT1 | FALLS | SOLAR | NORTH | 2023 | 101.1 | 100.5
GRIZZLY RIDGE SOLAR | Operational Resources (Solar) - Synchronized but not Approved for Commercial Operations | 21INR0375 | GRIZZLY_SOLAR1 | HAMILTON | SOLAR | NORTH | 2023 | 101.7 | 100
HOVEY (BARILLA SOLAR 1B) | Operational Resources (Solar) - Synchronized but not Approved for Commercial Operations | 12INR0059b | HOVEY_UNIT2 | PECOS | SOLAR | WEST | 2023 | 7.41 | 7.4
MCLEAN (SHAKES) SOLAR | Operational Resources (Solar) - Synchronized but not Approved for Commercial Operations | 19INR0073 | MCLNSLR_UNIT1 | DIMMIT | SOLAR | SOUTH | 2023 | 207.4 | 200
MUSTANG CREEK SOLAR U1 | Operational Resources (Solar) - Synchronized but not Approved for Commercial Operations | 18INR0050 | MUSTNGCK_SOLAR1 | JACKSON | SOLAR | SOUTH | 2023 | 60.2 | 60
MUSTANG CREEK SOLAR U2 | Operational Resources (Solar) - Synchronized but not Approved for Commercial Operations | 18INR0050 | MUSTNGCK_SOLAR2 | JACKSON | SOLAR | SOUTH | 2023 | 90.3 | 90
MYRTLE SOLAR U1 | Operational Resources (Solar) - Synchronized but not Approved for Commercial Operations | 19INR0041 | MYR_UNIT1 | BRAZORIA | SOLAR | COASTAL | 2023 | 171.6 | 171.6
MYRTLE SOLAR U2 | Operational Resources (Solar) - Synchronized but not Approved for Commercial Operations | 19INR0041 | MYR_UNIT2 | BRAZORIA | SOLAR | COASTAL | 2023 | 149.6 | 149.6
PISGAH RIDGE SOLAR U1 | Operational Resources (Solar) - Synchronized but not Approved for Commercial Operations | 22INR0254 | PISGAH_SOLAR1 | NAVARRO | SOLAR | NORTH | 2023 | 189.4 | 186.5
PISGAH RIDGE SOLAR U2 | Operational Resources (Solar) - Synchronized but not Approved for Commercial Operations | 22INR0254 | PISGAH_SOLAR2 | NAVARRO | SOLAR | NORTH | 2023 | 64.4 | 63.5
PLAINVIEW SOLAR (RAMSEY SOLAR) U1 | Operational Resources (Solar) - Synchronized but not Approved for Commercial Operations | 20INR0130 | PLN_UNIT1 | WHARTON | SOLAR | SOUTH | 2023 | 270 | 257
PLAINVIEW SOLAR (RAMSEY SOLAR) U2 | Operational Resources (Solar) - Synchronized but not Approved for Commercial Operations | 20INR0130 | PLN_UNIT2 | WHARTON | SOLAR | SOUTH | 2023 | 270 | 257
RADIAN SOLAR U1 | Operational Resources (Solar) - Synchronized but not Approved for Commercial Operations | 21INR0205 | RADN_SLR_UNIT1 | BROWN | SOLAR | NORTH | 2023 | 161.41 | 158.9
RADIAN SOLAR U2 | Operational Resources (Solar) - Synchronized but not Approved for Commercial Operations | 21INR0205 | RADN_SLR_UNIT2 | BROWN | SOLAR | NORTH | 2023 | 166.02 | 162.9
RATLIFF SOLAR (CONCHO VALLEY SOLAR) | Operational Resources (Solar) - Synchronized but not Approved for Commercial Operations | 21INR0384 | RATLIFF_SOLAR1 | TOM GREEN | SOLAR | WEST | 2023 | 162.43 | 159.8
ROSELAND SOLAR U1 | Operational Resources (Solar) - Synchronized but not Approved for Commercial Operations | 20INR0205 | ROSELAND_SOLAR1 | FALLS | SOLAR | NORTH | 2023 | 254 | 250
ROSELAND SOLAR U2 | Operational Resources (Solar) - Synchronized but not Approved for Commercial Operations | 20INR0205 | ROSELAND_SOLAR2 | FALLS | SOLAR | NORTH | 2023 | 167.9 | 165.3
ROSELAND SOLAR U3 | Operational Resources (Solar) - Synchronized but not Approved for Commercial Operations | 22INR0506 | ROSELAND_SOLAR3 | FALLS | SOLAR | NORTH | 2023 | 86.1 | 84.7
ROWLAND SOLAR I | Operational Resources (Solar) - Synchronized but not Approved for Commercial Operations | 19INR0131 | ROW_UNIT1 | FORT BEND | SOLAR | HOUSTON | 2023 | 101.7 | 100
TAYGETE II SOLAR U1 | Operational Resources (Solar) - Synchronized but not Approved for Commercial Operations | 21INR0233 | TAYGETE2_UNIT1 | PECOS | SOLAR | WEST | 2023 | 101.9 | 101.9
TAYGETE II SOLAR U2 | Operational Resources (Solar) - Synchronized but not Approved for Commercial Operations | 21INR0233 | TAYGETE2_UNIT2 | PECOS | SOLAR | WEST | 2023 | 101.9 | 101.9
SAMSON SOLAR 1 U1 | Operational Resources (Solar) - Synchronized but not Approved for Commercial Operations | 21INR0221 | SAMSON_1_G1 | LAMAR | SOLAR | NORTH | 2023 | 128.42 | 125
SAMSON SOLAR 1 U2 | Operational Resources (Solar) - Synchronized but not Approved for Commercial Operations | 21INR0221 | SAMSON_1_G2 | LAMAR | SOLAR | NORTH | 2023 | 128.42 | 125
SAMSON SOLAR 3 U1 | Operational Resources (Solar) - Synchronized but not Approved for Commercial Operations | 21INR0491 | SAMSON_3_G1 | LAMAR | SOLAR | NORTH | 2023 | 128.42 | 125
SAMSON SOLAR 3 U2 | Operational Resources (Solar) - Synchronized but not Approved for Commercial Operations | 21INR0491 | SAMSON_3_G2 | LAMAR | SOLAR | NORTH | 2023 | 128.42 | 125
SUN VALLEY U1 | Operational Resources (Solar) - Synchronized but not Approved for Commercial Operations | 19INR0169 | SUNVASLR_UNIT1 | HILL | SOLAR | NORTH | 2023 | 165.75 | 165.8
SUN VALLEY U2 | Operational Resources (Solar) - Synchronized but not Approved for Commercial Operations | 19INR0169 | SUNVASLR_UNIT2 | HILL | SOLAR | NORTH | 2023 | 86.19 | 86.2
AZURE SKY BESS | Operational Resources (Storage) |  | AZURE_BESS1 | HASKELL | STORAGE | WEST | 2022 | 77.6 | 77.6
BAT CAVE | Operational Resources (Storage) |  | BATCAVE_BES1 | MASON | STORAGE | SOUTH | 2021 | 100.5 | 100.5
BLUE SUMMIT BATTERY | Operational Resources (Storage) |  | BLSUMMIT_BATTERY | WILBARGER | STORAGE | WEST | 2017 | 30 | 30
BRP ALVIN (DGR) | Operational Resources (Storage) |  | ALVIN_UNIT1 | BRAZORIA | STORAGE | COASTAL | 2022 | 9.95 | 9.95
BRP ANGELTON (DGR) | Operational Resources (Storage) |  | ANGLETON_UNIT1 | BRAZORIA | STORAGE | COASTAL | 2022 | 9.95 | 9.95
BRP BRAZORIA | Operational Resources (Storage) |  | BRAZORIA_UNIT1 | BRAZORIA | STORAGE | COASTAL | 2020 | 9.95 | 9.95
BRP DICKINSON (DGR) | Operational Resources (Storage) |  | DICKNSON_UNIT1 | GALVESTON | STORAGE | HOUSTON | 2022 | 9.95 | 9.95
BRP HEIGHTS (DGR) | Operational Resources (Storage) |  | HEIGHTTN_UNIT1 | GALVESTON | STORAGE | HOUSTON | 2022 | 9.95 | 9.95
BRP LOOP 463 (DGR) | Operational Resources (Storage) |  | L_463S_UNIT1 | VICTORIA | STORAGE | SOUTH | 2023 | 9.95 | 9.95
BRP LOPENO (DGR) | Operational Resources (Storage) |  | BRP_LOP1_UNIT1 | ZAPATA | STORAGE | SOUTH | 2022 | 9.95 | 9.95
BRP MAGNOLIA (DGR) | Operational Resources (Storage) |  | MAGNO_TN_UNIT1 | GALVESTON | STORAGE | HOUSTON | 2022 | 9.95 | 9.95
BRP ODESSA SW (DGR) | Operational Resources (Storage) |  | ODESW_UNIT1 | ECTOR | STORAGE | WEST | 2020 | 9.95 | 9.95
BRP PUEBLO I (DGR) | Operational Resources (Storage) |  | BRP_PBL1_UNIT1 | MAVERICK | STORAGE | SOUTH | 2022 | 9.95 | 9.95
BRP PUEBLO II (DGR) | Operational Resources (Storage) |  | BRP_PBL2_UNIT1 | MAVERICK | STORAGE | SOUTH | 2022 | 9.95 | 9.95
BRP RANCHTOWN (DGR) | Operational Resources (Storage) |  | BRP_RNC1_UNIT1 | BEXAR | STORAGE | SOUTH | 2021 | 9.95 | 9.95
BRP SWEENY (DGR) | Operational Resources (Storage) |  | SWEENY_UNIT1 | BRAZORIA | STORAGE | COASTAL | 2022 | 9.95 | 9.95
BRP ZAPATA I (DGR) | Operational Resources (Storage) |  | BRP_ZPT1_UNIT1 | ZAPATA | STORAGE | SOUTH | 2022 | 9.95 | 9.95
BRP ZAPATA II (DGR) | Operational Resources (Storage) |  | BRP_ZPT2_UNIT1 | ZAPATA | STORAGE | SOUTH | 2022 | 9.95 | 9.95
BYRD RANCH STORAGE | Operational Resources (Storage) |  | BYRDR_ES_BESS1 | BRAZORIA | STORAGE | COASTAL | 2022 | 50.6 | 50
CASTLE GAP BATTERY | Operational Resources (Storage) |  | CASL_GAP_BATTERY1 | UPTON | STORAGE | WEST | 2018 | 9.9 | 9.9
CATARINA BESS (DGR) | Operational Resources (Storage) |  | CATARINA_BESS | DIMMIT | STORAGE | SOUTH | 2022 | 9.95 | 9.9
CEDARVALE BESS (DGR) | Operational Resources (Storage) |  | CEDRVALE_BESS | REEVES | STORAGE | WEST | 2022 | 9.95 | 9.9
CHISHOLM GRID | Operational Resources (Storage) |  | CHISMGRD_BES1 | TARRANT | STORAGE | NORTH | 2021 | 101.7 | 100
COMMERCE ST ESS (DGR) | Operational Resources (Storage) |  | X443ESS1_SWRI | BEXAR | STORAGE | SOUTH | 2020 | 10 | 10
COYOTE SPRINGS BESS (DGR) | Operational Resources (Storage) |  | COYOTSPR_BESS | REEVES | STORAGE | WEST | 2022 | 9.95 | 9.9
CROSSETT POWER U1 | Operational Resources (Storage) |  | CROSSETT_BES1 | CRANE | STORAGE | WEST | 2022 | 101.5 | 100
CROSSETT POWER U2 | Operational Resources (Storage) |  | CROSSETT_BES2 | CRANE | STORAGE | WEST | 2022 | 101.5 | 100
DECORDOVA BESS U1 | Operational Resources (Storage) |  | DCSES_BES1 | HOOD | STORAGE | NORTH | 2022 | 67.3 | 66.5
DECORDOVA BESS U2 | Operational Resources (Storage) |  | DCSES_BES2 | HOOD | STORAGE | NORTH | 2022 | 67.3 | 66.5
DECORDOVA BESS U3 | Operational Resources (Storage) |  | DCSES_BES3 | HOOD | STORAGE | NORTH | 2022 | 64.2 | 63.5
DECORDOVA BESS U4 | Operational Resources (Storage) |  | DCSES_BES4 | HOOD | STORAGE | NORTH | 2022 | 64.2 | 63.5
ENDURANCE PARK STORAGE | Operational Resources (Storage) |  | ENDPARKS_ESS1 | SCURRY | STORAGE | WEST | 2022 | 51.5 | 50
EUNICE STORAGE | Operational Resources (Storage) |  | EUNICE_BES1 | ANDREWS | STORAGE | WEST | 2021 | 40.3 | 40.3
FAULKNER BESS (DGR) | Operational Resources (Storage) |  | FAULKNER_BESS | REEVES | STORAGE | WEST | 2022 | 9.95 | 9.9
FLAT TOP BATTERY (DGR) | Operational Resources (Storage) |  | FLAT_TOP_BESS1 | REEVES | STORAGE | WEST | 2023 | 9.9 | 9.9
FLOWER VALLEY BATTERY (DGR) | Operational Resources (Storage) |  | FLVABES1_FLATU1 | REEVES | STORAGE | WEST | 2021 | 9.9 | 9.9
FLOWER VALLEY II BATT | Operational Resources (Storage) |  | FLOWERII_BESS1 | REEVES | STORAGE | WEST | 2022 | 101.5 | 100
GAMBIT BATTERY | Operational Resources (Storage) |  | GAMBIT_BESS1 | BRAZORIA | STORAGE | COASTAL | 2021 | 102.4 | 100
HOEFSROAD BESS (DGR) | Operational Resources (Storage) |  | HRBESS_BESS | REEVES | STORAGE | WEST | 2020 | 2 | 2
HOLCOMB BESS (DGR) | Operational Resources (Storage) |  | HOLCOMB_BESS | LA SALLE | STORAGE | SOUTH | 2023 | 9.95 | 9.9
INADALE ESS | Operational Resources (Storage) |  | INDL_ESS | NOLAN | STORAGE | WEST | 2018 | 9.9 | 9.9
JOHNSON CITY BESS (DGR) | Operational Resources (Storage) |  | JC_BAT_UNIT_1 | BLANCO | STORAGE | SOUTH | 2020 | 2.25 | 2.25
KINGSBERY ENERGY STORAGE SYSTEM | Operational Resources (Storage) |  | DG_KB_ESS_KB_ESS | TRAVIS | STORAGE | SOUTH | 2017 | 1.5 | 1.5
LILY STORAGE | Operational Resources (Storage) |  | LILY_BESS1 | KAUFMAN | STORAGE | NORTH | 2021 | 51.7 | 51.7
LONESTAR BESS (DGR) | Operational Resources (Storage) |  | LONESTAR_BESS | WARD | STORAGE | WEST | 2022 | 9.95 | 9.9
MU ENERGY STORAGE SYSTEM | Operational Resources (Storage) |  | DG_MU_ESS_MU_ESS | TRAVIS | STORAGE | SOUTH | 2018 | 1.5 | 1.5
NOBLE STORAGE U1 | Operational Resources (Storage) |  | NOBLESLR_BESS1 | DENTON | STORAGE | NORTH | 2022 | 63.5 | 62.5
NOBLE STORAGE U2 | Operational Resources (Storage) |  | NOBLESLR_BESS2 | DENTON | STORAGE | NORTH | 2022 | 63.5 | 62.5
NOTREES BATTERY FACILITY | Operational Resources (Storage) |  | NWF_NBS | WINKLER | STORAGE | WEST | 2013 | 36 | 33.7
NORTH COLUMBIA (ROUGHNECK STORAGE) | Operational Resources (Storage) |  | NCO_ESS1 | BRAZORIA | STORAGE | COASTAL | 2022 | 51.75 | 50
NORTH FORK | Operational Resources (Storage) |  | NF_BRP_BES1 | WILLIAMSON | STORAGE | SOUTH | 2021 | 100.5 | 100.5
PORT LAVACA BATTERY (DGR) | Operational Resources (Storage) |  | PTLBES_BESS1 | CALHOUN | STORAGE | COASTAL | 2020 | 9.9 | 9.9
PROSPECT STORAGE (DGR) | Operational Resources (Storage) |  | WCOLLDG_BSS_U1 | BRAZORIA | STORAGE | COASTAL | 2020 | 9.9 | 9.9
PYRON ESS | Operational Resources (Storage) |  | PYR_ESS | SCURRY | STORAGE | WEST | 2018 | 9.9 | 9.9
RABBIT HILL ENERGY STORAGE PROJECT (DGR) | Operational Resources (Storage) |  | RHESS2_ESS_1 | WILLIAMSON | STORAGE | SOUTH | 2020 | 9.9 | 9.9
RATTLESNAKE BESS (DGR) | Operational Resources (Storage) |  | RTLSNAKE_BESS | WARD | STORAGE | WEST | 2022 | 9.95 | 9.9
REPUBLIC ROAD STORAGE | Operational Resources (Storage) |  | RPUBRDS_ESS1 | ROBERTSON | STORAGE | NORTH | 2022 | 51.75 | 50
SADDLEBACK BESS (DGR) | Operational Resources (Storage) |  | SADLBACK_BESS | REEVES | STORAGE | WEST | 2022 | 9.95 | 9.9
SARAGOSA BESS (DGR) | Operational Resources (Storage) |  | SGSA_BESS1 | REEVES | STORAGE | WEST | 2022 | 9.95 | 9.9
SCREWBEAN BESS (DGR) | Operational Resources (Storage) |  | SBEAN_BESS | CULBERSON | STORAGE | WEST | 2023 | 10 | 9.9
SNYDER (DGR) | Operational Resources (Storage) |  | SNY_BESS_UNIT1 | SCURRY | STORAGE | WEST | 2021 | 9.95 | 9.95
SWEETWATER BESS (DGR) | Operational Resources (Storage) |  | SWT_BESS_UNIT1 | NOLAN | STORAGE | WEST | 2021 | 9.95 | 9.95
SWOOSE BATTERY (PYOTE) (DGR) | Operational Resources (Storage) |  | SWOOSE1_SWOOSEU1 | WARD | STORAGE | WEST | 2021 | 9.9 | 9.9
SWOOSE II | Operational Resources (Storage) |  | SWOOSEII_BESS1 | WARD | STORAGE | WEST | 2022 | 101.5 | 100
TOS BATTERY STORAGE (DGR) | Operational Resources (Storage) |  | TOSBATT_UNIT1 | MIDLAND | STORAGE | WEST | 2017 | 2 | 2
TOYAH POWER STATION (DGR) | Operational Resources (Storage) |  | TOYAH_BESS | REEVES | STORAGE | WEST | 2021 | 9.95 | 9.9
TRIPLE BUTTE (DGR) | Operational Resources (Storage) |  | TRIPBUT1_BELU1 | PECOS | STORAGE | WEST | 2021 | 9.18 | 7.5
WESTOVER BESS (DGR) | Operational Resources (Storage) |  | WOV_BESS_UNIT1 | ECTOR | STORAGE | WEST | 2021 | 9.95 | 9.95
WORSHAM BATTERY (DGR) | Operational Resources (Storage) |  | WORSHAM_BESS1 | REEVES | STORAGE | WEST | 2023 | 9.9 | 9.9
YOUNICOS FACILITY | Operational Resources (Storage) |  | DG_YOUNICOS_YINC1_1 | TRAVIS | STORAGE | SOUTH | 2015 | 2 | 2
ANCHOR BESS U1 | Operational Resources (Storage) - Synchronized but not Approved for Commercial Operations | 21INR0474 | ANCHOR_BESS1 | CALLAHAN | STORAGE | WEST | 2023 | 35.2 | 35.2
ANCHOR BESS U2 | Operational Resources (Storage) - Synchronized but not Approved for Commercial Operations | 21INR0474 | ANCHOR_BESS2 | CALLAHAN | STORAGE | WEST | 2023 | 36.3 | 36.3
BLUE JAY BESS | Operational Resources (Storage) - Synchronized but not Approved for Commercial Operations | 23INR0019 | BLUEJAY_BESS1 | GRIMES | STORAGE | NORTH | 2023 | 51.6 | 50
HIGH LONESOME BESS | Operational Resources (Storage) - Synchronized but not Approved for Commercial Operations | 20INR0280 | HI_LONEB_BESS1 | CROCKETT | STORAGE | WEST | 2023 | 51.1 | 50
MADERO GRID U1 | Operational Resources (Storage) - Synchronized but not Approved for Commercial Operations | 21INR0244 | MADERO_UNIT1 | HIDALGO | STORAGE | SOUTH | 2023 | 100.79 | 100
MADERO GRID U2 (IGNACIO GRID) | Operational Resources (Storage) - Synchronized but not Approved for Commercial Operations | 21INR0522 | MADERO_UNIT2 | HIDALGO | STORAGE | SOUTH | 2023 | 100.79 | 100
PYRON BESS 2A | Operational Resources (Storage) - Synchronized but not Approved for Commercial Operations | 20INR0268 | PYR_ESS2A | NOLAN | STORAGE | WEST | 2023 | 15.1 | 15.1
PYRON BESS 2B | Operational Resources (Storage) - Synchronized but not Approved for Commercial Operations | 20INR0268 | PYR_ESS2B | NOLAN | STORAGE | WEST | 2023 | 15.1 | 15.1
QUEEN BESS | Operational Resources (Storage) - Synchronized but not Approved for Commercial Operations | 20INR0281 | QUEEN_BA_BESS1 | UPTON | STORAGE | WEST | 2023 | 51.1 | 50
ROSELAND STORAGE | Operational Resources (Storage) - Synchronized but not Approved for Commercial Operations | 22INR0280 | ROSELAND_BESS1 | FALLS | STORAGE | NORTH | 2023 | 51.6 | 50
SILICON HILL STORAGE U1 | Operational Resources (Storage) - Synchronized but not Approved for Commercial Operations | 20INR0291 | SLCNHLS_ESS1 | TRAVIS | STORAGE | SOUTH | 2023 | 51.8 | 50
SILICON HILL STORAGE U2 | Operational Resources (Storage) - Synchronized but not Approved for Commercial Operations | 20INR0291 | SLCNHLS_ESS2 | TRAVIS | STORAGE | SOUTH | 2023 | 51.8 | 50
SP TX-12B BESS | Operational Resources (Storage) - Synchronized but not Approved for Commercial Operations | 21INR0357 | SPTX12B_BES1 | UPTON | STORAGE | WEST | 2023 | 22.7 | 22.7
TURQUOISE STORAGE | Operational Resources (Storage) - Synchronized but not Approved for Commercial Operations | 22INR0509 | TURQBESS_BESS1 | HUNT | STORAGE | NORTH | 2023 | 196.2 | 190
VORTEX BESS | Operational Resources (Storage) - Synchronized but not Approved for Commercial Operations | 21INR0473 | VORTEX_BESS1 | THROCKMORTON | STORAGE | WEST | 2023 | 121.8 | 121.8
EAST TIE | Non-Synchronous Tie Resources |  | DC_E | FANNIN | OTHER | NORTH |  | 600 | 600
NORTH TIE | Non-Synchronous Tie Resources |  | DC_N | WILBARGER | OTHER | WEST |  | 220 | 220
LAREDO VFT TIE | Non-Synchronous Tie Resources |  | DC_L | WEBB | OTHER | SOUTH |  | 100 | 100
SHARYLAND RAILROAD TIE | Non-Synchronous Tie Resources |  | DC_R | HIDALGO | OTHER | SOUTH |  | 300 | 300
AIR PRODUCTS GCA | Planned Thermal Resources with Executed SGIA, Air Permit, GHG Permit and Proof of Adequate Water Supplies | 21INR0012 |  | GALVESTON | GAS-ST | HOUSTON | 2023 | 0 | 0
BEACHWOOD II POWER STATION (U7-U8) | Planned Thermal Resources with Executed SGIA, Air Permit, GHG Permit and Proof of Adequate Water Supplies | 23INR0506 |  | BRAZORIA | GAS-GT | COASTAL | 2024 | 0 | 0
BROTMAN POWER STATION (U1 - U6) | Planned Thermal Resources with Executed SGIA, Air Permit, GHG Permit and Proof of Adequate Water Supplies | 23INR0095 |  | BRAZORIA | GAS-GT | COASTAL | 2023 | 0 | 0
BROTMAN II POWER STATION (U7- U8) | Planned Thermal Resources with Executed SGIA, Air Permit, GHG Permit and Proof of Adequate Water Supplies | 23INR0551 |  | BRAZORIA | GAS-GT | COASTAL | 2023 | 0 | 0 | New
FRONTERA ENERGY CENTER | Planned Thermal Resources with Executed SGIA, Air Permit, GHG Permit and Proof of Adequate Water Supplies | 23INR0472 |  | HIDALGO | GAS-CC | SOUTH | 2023 | 0 | 0
MIRAGE CTG 1 | Planned Thermal Resources with Executed SGIA, Air Permit, GHG Permit and Proof of Adequate Water Supplies | 17INR0022 |  | HARRIS | GAS-GT | HOUSTON | 2023 | 0 | 0
REMY JADE POWER STATION | Planned Thermal Resources with Executed SGIA, Air Permit, GHG Permit and Proof of Adequate Water Supplies | 23INR0339 |  | HARRIS | GAS-GT | HOUSTON | 2024 | 0 | 0
TECO GTG2 | Planned Thermal Resources with Executed SGIA, Air Permit, GHG Permit and Proof of Adequate Water Supplies | 23INR0408 |  | HARRIS | GAS-GT | HOUSTON | 2024 | 0 | 0 | New
BIG SAMPSON WIND | Planned Wind Resources with Executed SGIA | 16INR0104 |  | CROCKETT | WIND-O | WEST | 2024 | 0 | 0
CANYON WIND | Planned Wind Resources with Executed SGIA | 18INR0030 |  | SCURRY | WIND-O | WEST | 2024 | 0 | 0
CAROL WIND | Planned Wind Resources with Executed SGIA | 20INR0217 |  | POTTER | WIND-P | PANHANDLE | 2023 | 0 | 0
CRAWFISH | Planned Wind Resources with Executed SGIA | 19INR0177 |  | WHARTON | WIND-O | SOUTH | 2023 | 0 | 0
GOODNIGHT WIND | Planned Wind Resources with Executed SGIA | 14INR0033 |  | ARMSTRONG | WIND-P | PANHANDLE | 2023 | 0 | 0
LOMA PINTA WIND | Planned Wind Resources with Executed SGIA | 16INR0112 |  | LA SALLE | WIND-O | SOUTH | 2024 | 0 | 0
LORAINE WINDPARK PHASE III | Planned Wind Resources with Executed SGIA | 18INR0068 |  | MITCHELL | WIND-O | WEST | 2024 | 0 | 0
MONARCH CREEK WIND | Planned Wind Resources with Executed SGIA | 21INR0263 |  | THROCKMORTON | WIND-O | WEST | 2025 | 0 | 0
MONTE ALTO 2 WIND | Planned Wind Resources with Executed SGIA | 19INR0023 |  | WILLACY | WIND-C | COASTAL | 2024 | 0 | 0
MONTE ALTO I WIND | Planned Wind Resources with Executed SGIA | 19INR0022 |  | WILLACY | WIND-C | COASTAL | 2024 | 0 | 0
MONTGOMERY RANCH WIND | Planned Wind Resources with Executed SGIA | 20INR0040 |  | FOARD | WIND-O | WEST | 2023 | 0 | 0
RAY GULF WIND | Planned Wind Resources with Executed SGIA | 22INR0517 |  | WHARTON | WIND-O | SOUTH | 2023 | 0 | 0
ROADRUNNER CROSSING WIND 1 | Planned Wind Resources with Executed SGIA | 19INR0117 |  | EASTLAND | WIND-O | NORTH | 2024 | 0 | 0
SHAMROCK | Planned Wind Resources with Executed SGIA | 22INR0502 |  | CROCKETT | WIND-O | WEST | 2024 | 0 | 0
SHEEP CREEK WIND | Planned Wind Resources with Executed SGIA | 21INR0325 |  | CALLAHAN | WIND-O | WEST | 2023 | 0 | 0
SIETE | Planned Wind Resources with Executed SGIA | 20INR0047 |  | WEBB | WIND-O | SOUTH | 2024 | 0 | 0
7V SOLAR | Planned Solar Resources with Executed SGIA | 21INR0351 |  | FAYETTE | SOLAR | SOUTH | 2024 | 0 | 0
ADAMSTOWN SOLAR | Planned Solar Resources with Executed SGIA | 21INR0210 |  | WICHITA | SOLAR | WEST | 2025 | 0 | 0
ALILA SOLAR | Planned Solar Resources with Executed SGIA | 23INR0093 |  | SAN PATRICIO | SOLAR | COASTAL | 2024 | 0 | 0 | New
AMSTERDAM SOLAR | Planned Solar Resources with Executed SGIA | 21INR0256 |  | BRAZORIA | SOLAR | COASTAL | 2024 | 0 | 0
ANDROMEDA SOLAR | Planned Solar Resources with Executed SGIA | 22INR0412 |  | SCURRY | SOLAR | WEST | 2023 | 0 | 0
ANGELO SOLAR | Planned Solar Resources with Executed SGIA | 19INR0203 |  | TOM GREEN | SOLAR | WEST | 2024 | 0 | 0
ANGUS SOLAR | Planned Solar Resources with Executed SGIA | 20INR0035 |  | BOSQUE | SOLAR | NORTH | 2024 | 0 | 0
ARMADILLO SOLAR | Planned Solar Resources with Executed SGIA | 21INR0421 |  | NAVARRO | SOLAR | NORTH | 2024 | 0 | 0
ARROYO SOLAR | Planned Solar Resources with Executed SGIA | 20INR0086 |  | CAMERON | SOLAR | COASTAL | 2024 | 0 | 0
ASH CREEK SOLAR | Planned Solar Resources with Executed SGIA | 21INR0379 |  | HILL | SOLAR | NORTH | 2024 | 0 | 0 | New
BAKER BRANCH SOLAR | Planned Solar Resources with Executed SGIA | 23INR0026 |  | LAMAR | SOLAR | NORTH | 2024 | 0 | 0
BIG ELM SOLAR | Planned Solar Resources with Executed SGIA | 21INR0353 |  | BELL | SOLAR | NORTH | 2024 | 0 | 0
BLUE SKY SOL | Planned Solar Resources with Executed SGIA | 22INR0455 |  | CROCKETT | SOLAR | WEST | 2024 | 0 | 0
BPL FILES SOLAR | Planned Solar Resources with Executed SGIA | 20INR0164 |  | HILL | SOLAR | NORTH | 2023 | 0 | 0
BRASS FORK SOLAR | Planned Solar Resources with Executed SGIA | 22INR0270 |  | HASKELL | SOLAR | WEST | 2025 | 0 | 0
BRIGHT ARROW SOLAR | Planned Solar Resources with Executed SGIA | 22INR0242 |  | HOPKINS | SOLAR | NORTH | 2023 | 0 | 0
BUCKEYE CORPUS FUELS SOLAR | Planned Solar Resources with Executed SGIA | 22INR0397 |  | NUECES | SOLAR | COASTAL | 2025 | 0 | 0
CACHENA SOLAR | Planned Solar Resources with Executed SGIA | 23INR0027 |  | WILSON | SOLAR | SOUTH | 2025 | 0 | 0
CAROL SOLAR | Planned Solar Resources with Executed SGIA | 21INR0274 |  | POTTER | SOLAR | PANHANDLE | 2025 | 0 | 0
CASTRO SOLAR | Planned Solar Resources with Executed SGIA | 20INR0050 |  | CASTRO | SOLAR | PANHANDLE | 2024 | 0 | 0
CHARGER SOLAR | Planned Solar Resources with Executed SGIA | 23INR0047 |  | REFUGIO | SOLAR | COASTAL | 2024 | 0 | 0
CHILLINGHAM SOLAR | Planned Solar Resources with Executed SGIA | 23INR0070 |  | BELL | SOLAR | NORTH | 2023 | 0 | 0
CLUTCH CITY SOLAR | Planned Solar Resources with Executed SGIA | 22INR0279 |  | BRAZORIA | SOLAR | COASTAL | 2025 | 0 | 0
COMPADRE SOLAR | Planned Solar Resources with Executed SGIA | 24INR0023 |  | HILL | SOLAR | NORTH | 2024 | 0 | 0 | New
CORAL SOLAR | Planned Solar Resources with Executed SGIA | 22INR0295 |  | FALLS | SOLAR | NORTH | 2023 | 0 | 0
CORAZON SOLAR PHASE II | Planned Solar Resources with Executed SGIA | 22INR0257 |  | WEBB | SOLAR | SOUTH | 2025 | 0 | 0
COTTONWOOD BAYOU SOLAR I | Planned Solar Resources with Executed SGIA | 19INR0134 |  | BRAZORIA | SOLAR | COASTAL | 2024 | 0 | 0
CROWDED STAR SOLAR | Planned Solar Resources with Executed SGIA | 20INR0241 |  | JONES | SOLAR | WEST | 2024 | 0 | 0
CROWDED STAR SOLAR II | Planned Solar Resources with Executed SGIA | 22INR0274 |  | JONES | SOLAR | WEST | 2025 | 0 | 0
DANISH FIELDS SOLAR I | Planned Solar Resources with Executed SGIA | 20INR0069 |  | WHARTON | SOLAR | SOUTH | 2024 | 0 | 0
DAWN SOLAR | Planned Solar Resources with Executed SGIA | 20INR0255 |  | DEAF SMITH | SOLAR | PANHANDLE | 2024 | 0 | 0
DELILAH SOLAR 1 | Planned Solar Resources with Executed SGIA | 22INR0202 |  | LAMAR | SOLAR | NORTH | 2024 | 0 | 0
DELILAH SOLAR 2 | Planned Solar Resources with Executed SGIA | 22INR0203 |  | LAMAR | SOLAR | NORTH | 2024 | 0 | 0
DELILAH SOLAR 3 | Planned Solar Resources with Executed SGIA | 23INR0042 |  | LAMAR | SOLAR | NORTH | 2023 | 0 | 0
DELILAH SOLAR 4 | Planned Solar Resources with Executed SGIA | 23INR0060 |  | LAMAR | SOLAR | NORTH | 2023 | 0 | 0
DESERT VINE SOLAR | Planned Solar Resources with Executed SGIA | 22INR0307 |  | ZAPATA | SOLAR | SOUTH | 2024 | 0 | 0 | New
DILEO SOLAR | Planned Solar Resources with Executed SGIA | 22INR0359 |  | BOSQUE | SOLAR | NORTH | 2023 | 0 | 0
DR SOLAR | Planned Solar Resources with Executed SGIA | 22INR0454 |  | CULBERSON | SOLAR | WEST | 2024 | 0 | 0
EASTBELL MILAM SOLAR | Planned Solar Resources with Executed SGIA | 21INR0203 |  | MILAM | SOLAR | SOUTH | 2023 | 0 | 0
EIFFEL SOLAR | Planned Solar Resources with Executed SGIA | 22INR0223 |  | LAMAR | SOLAR | NORTH | 2023 | 0 | 0
ELIZA SOLAR | Planned Solar Resources with Executed SGIA | 21INR0368 |  | KAUFMAN | SOLAR | NORTH | 2024 | 0 | 0
ELLIS SOLAR | Planned Solar Resources with Executed SGIA | 21INR0493 |  | ELLIS | SOLAR | NORTH | 2023 | 0 | 0
EQUINOX SOLAR 1 | Planned Solar Resources with Executed SGIA | 21INR0226 |  | STARR | SOLAR | SOUTH | 2025 | 0 | 0
ESTONIAN SOLAR FARM | Planned Solar Resources with Executed SGIA | 22INR0335 |  | DELTA | SOLAR | NORTH | 2024 | 0 | 0
FAGUS SOLAR PARK (MISAE SOLAR II) | Planned Solar Resources with Executed SGIA | 20INR0091 |  | CHILDRESS | SOLAR | PANHANDLE | 2024 | 0 | 0
FENCE POST SOLAR | Planned Solar Resources with Executed SGIA | 22INR0404 |  | NAVARRO | SOLAR | NORTH | 2023 | 0 | 0
FIVE WELLS SOLAR | Planned Solar Resources with Executed SGIA | 24INR0015 |  | BELL | SOLAR | NORTH | 2023 | 0 | 0
FRYE SOLAR | Planned Solar Resources with Executed SGIA | 20INR0080 |  | SWISHER | SOLAR | PANHANDLE | 2024 | 0 | 0
GALACTIC SOLAR | Planned Solar Resources with Executed SGIA | 23INR0144 |  | GRAYSON | SOLAR | NORTH | 2024 | 0 | 0
GALLOWAY 2 SOLAR | Planned Solar Resources with Executed SGIA | 21INR0431 |  | CONCHO | SOLAR | WEST | 2023 | 0 | 0
GARCITAS CREEK SOLAR | Planned Solar Resources with Executed SGIA | 23INR0223 |  | JACKSON | SOLAR | SOUTH | 2024 | 0 | 0
GP SOLAR | Planned Solar Resources with Executed SGIA | 23INR0045 |  | VAN ZANDT | SOLAR | NORTH | 2024 | 0 | 0
GRANDSLAM SOLAR | Planned Solar Resources with Executed SGIA | 21INR0391 |  | ATASCOSA | SOLAR | SOUTH | 2024 | 0 | 0
GRANSOLAR TEXAS ONE | Planned Solar Resources with Executed SGIA | 22INR0511 |  | MILAM | SOLAR | SOUTH | 2024 | 0 | 0
GREATER BRYANT G SOLAR | Planned Solar Resources with Executed SGIA | 23INR0300 |  | MIDLAND | SOLAR | WEST | 2024 | 0 | 0
GREEN HOLLY SOLAR | Planned Solar Resources with Executed SGIA | 21INR0021 |  | DAWSON | SOLAR | WEST | 2024 | 0 | 0
GREYHOUND SOLAR | Planned Solar Resources with Executed SGIA | 21INR0268 |  | ECTOR | SOLAR | WEST | 2025 | 0 | 0
GRIMES COUNTY SOLAR | Planned Solar Resources with Executed SGIA | 23INR0160 |  | GRIMES | SOLAR | NORTH | 2024 | 0 | 0
GULF STAR SOLAR SLF (G-STAR SOLAR) | Planned Solar Resources with Executed SGIA | 23INR0111 |  | WHARTON | SOLAR | SOUTH | 2024 | 0 | 0
HALO SOLAR | Planned Solar Resources with Executed SGIA | 21INR0304 |  | BELL | SOLAR | NORTH | 2023 | 0 | 0
HAYHURST TEXAS SOLAR | Planned Solar Resources with Executed SGIA | 22INR0363 |  | CULBERSON | SOLAR | WEST | 2023 | 0 | 0
HOPKINS SOLAR | Planned Solar Resources with Executed SGIA | 20INR0210 |  | HOPKINS | SOLAR | NORTH | 2023 | 0 | 0
HORIZON SOLAR | Planned Solar Resources with Executed SGIA | 21INR0261 |  | FRIO | SOLAR | SOUTH | 2023 | 0 | 0
HORNET SOLAR | Planned Solar Resources with Executed SGIA | 23INR0021 |  | SWISHER | SOLAR | PANHANDLE | 2024 | 0 | 0
HOWLE SOLAR | Planned Solar Resources with Executed SGIA | 20INR0075 |  | ELLIS | SOLAR | NORTH | 2024 | 0 | 0
HOYTE SOLAR | Planned Solar Resources with Executed SGIA | 23INR0235 |  | MILAM | SOLAR | SOUTH | 2024 | 0 | 0
INDIGO SOLAR | Planned Solar Resources with Executed SGIA | 21INR0031 |  | FISHER | SOLAR | WEST | 2023 | 0 | 0
INERTIA SOLAR | Planned Solar Resources with Executed SGIA | 22INR0374 |  | HASKELL | SOLAR | WEST | 2025 | 0 | 0
JACKALOPE SOLAR | Planned Solar Resources with Executed SGIA | 23INR0180 |  | SAN PATRICIO | SOLAR | COASTAL | 2024 | 0 | 0
JADE SOLAR | Planned Solar Resources with Executed SGIA | 22INR0360 |  | SCURRY | SOLAR | WEST | 2023 | 0 | 0
JUNGMANN SOLAR | Planned Solar Resources with Executed SGIA | 22INR0356 |  | MILAM | SOLAR | SOUTH | 2024 | 0 | 0
LAVACA BAY SOLAR | Planned Solar Resources with Executed SGIA | 23INR0084 |  | MATAGORDA | SOLAR | COASTAL | 2024 | 0 | 0
LONG POINT SOLAR | Planned Solar Resources with Executed SGIA | 19INR0042 |  | BRAZORIA | SOLAR | COASTAL | 2024 | 0 | 0
LUNIS CREEK SOLAR 1 | Planned Solar Resources with Executed SGIA | 21INR0344 |  | JACKSON | SOLAR | SOUTH | 2024 | 0 | 0
MALEZA SOLAR | Planned Solar Resources with Executed SGIA | 21INR0220 |  | WHARTON | SOLAR | SOUTH | 2024 | 0 | 0
MARKUM SOLAR | Planned Solar Resources with Executed SGIA | 20INR0230 |  | MCLENNAN | SOLAR | NORTH | 2024 | 0 | 0
MATAGORDA SOLAR | Planned Solar Resources with Executed SGIA | 22INR0342 |  | MATAGORDA | SOLAR | COASTAL | 2023 | 0 | 0
MERCURY I SOLAR | Planned Solar Resources with Executed SGIA | 21INR0257 |  | HILL | SOLAR | NORTH | 2024 | 0 | 0
MERCURY II SOLAR | Planned Solar Resources with Executed SGIA | 23INR0153 |  | HILL | SOLAR | NORTH | 2024 | 0 | 0
MORROW LAKE SOLAR | Planned Solar Resources with Executed SGIA | 19INR0155 |  | FRIO | SOLAR | SOUTH | 2024 | 0 | 0
NABATOTO SOLAR NORTH | Planned Solar Resources with Executed SGIA | 21INR0428 |  | LEON | SOLAR | NORTH | 2025 | 0 | 0
NAZARETH SOLAR | Planned Solar Resources with Executed SGIA | 16INR0049 |  | CASTRO | SOLAR | PANHANDLE | 2025 | 0 | 0
NEPTUNE SOLAR | Planned Solar Resources with Executed SGIA | 21INR0499 |  | JACKSON | SOLAR | SOUTH | 2023 | 0 | 0
NORIA SOLAR DCC | Planned Solar Resources with Executed SGIA | 23INR0061 |  | NUECES | SOLAR | COASTAL | 2024 | 0 | 0
NORTON SOLAR | Planned Solar Resources with Executed SGIA | 19INR0035 |  | RUNNELS | SOLAR | WEST | 2024 | 0 | 0
OLD HICKORY SOLAR | Planned Solar Resources with Executed SGIA | 20INR0236 |  | JACKSON | SOLAR | SOUTH | 2025 | 0 | 0
ORIANA SOLAR | Planned Solar Resources with Executed SGIA | 24INR0093 |  | VICTORIA | SOLAR | SOUTH | 2024 | 0 | 0 | New
OUTPOST SOLAR | Planned Solar Resources with Executed SGIA | 23INR0007 |  | WEBB | SOLAR | SOUTH | 2024 | 0 | 0
OYSTERCATCHER SOLAR | Planned Solar Resources with Executed SGIA | 21INR0362 |  | ELLIS | SOLAR | NORTH | 2024 | 0 | 0
PARLIAMENT SOLAR | Planned Solar Resources with Executed SGIA | 23INR0044 |  | WALLER | SOLAR | HOUSTON | 2023 | 0 | 0
PEREGRINE SOLAR | Planned Solar Resources with Executed SGIA | 22INR0283 |  | GOLIAD | SOLAR | SOUTH | 2024 | 0 | 0
PINE FOREST SOLAR | Planned Solar Resources with Executed SGIA | 20INR0203 |  | HOPKINS | SOLAR | NORTH | 2024 | 0 | 0
PINK SOLAR | Planned Solar Resources with Executed SGIA | 22INR0281 |  | HUNT | SOLAR | NORTH | 2023 | 0 | 0
PITTS DUDIK SOLAR | Planned Solar Resources with Executed SGIA | 20INR0074 |  | HILL | SOLAR | NORTH | 2023 | 0 | 0
PORTER SOLAR | Planned Solar Resources with Executed SGIA | 21INR0458 |  | DENTON | SOLAR | NORTH | 2024 | 0 | 0
RED HOLLY SOLAR | Planned Solar Resources with Executed SGIA | 21INR0022 |  | DAWSON | SOLAR | WEST | 2024 | 0 | 0
REDONDA SOLAR | Planned Solar Resources with Executed SGIA | 23INR0162 |  | ZAPATA | SOLAR | SOUTH | 2024 | 0 | 0
RED-TAILED HAWK SOLAR | Planned Solar Resources with Executed SGIA | 21INR0389 |  | WHARTON | SOLAR | SOUTH | 2024 | 0 | 0
ROCINANTE SOLAR | Planned Solar Resources with Executed SGIA | 23INR0231 |  | GONZALES | SOLAR | SOUTH | 2024 | 0 | 0
RODEO SOLAR | Planned Solar Resources with Executed SGIA | 19INR0103 |  | ANDREWS | SOLAR | WEST | 2024 | 0 | 0
ROWLAND SOLAR II | Planned Solar Resources with Executed SGIA | 22INR0482 |  | FORT BEND | SOLAR | HOUSTON | 2024 | 0 | 0
SAMSON SOLAR 2 | Planned Solar Resources with Executed SGIA | 21INR0490 |  | LAMAR | SOLAR | NORTH | 2024 | 0 | 0
SBRANCH SOLAR PROJECT | Planned Solar Resources with Executed SGIA | 22INR0205 |  | WHARTON | SOLAR | SOUTH | 2023 | 0 | 0
SCHOOLHOUSE SOLAR | Planned Solar Resources with Executed SGIA | 22INR0211 |  | LEE | SOLAR | SOUTH | 2025 | 0 | 0
SECOND DIVISION SOLAR | Planned Solar Resources with Executed SGIA | 20INR0248 |  | BRAZORIA | SOLAR | COASTAL | 2024 | 0 | 0
SHAULA I SOLAR | Planned Solar Resources with Executed SGIA | 22INR0251 |  | DEWITT | SOLAR | SOUTH | 2024 | 0 | 0
SHAULA II SOLAR | Planned Solar Resources with Executed SGIA | 22INR0267 |  | DEWITT | SOLAR | SOUTH | 2024 | 0 | 0
SIGNAL SOLAR | Planned Solar Resources with Executed SGIA | 20INR0208 |  | HUNT | SOLAR | NORTH | 2024 | 0 | 0
SODA LAKE SOLAR 1 SLF | Planned Solar Resources with Executed SGIA | 23INR0080 |  | CRANE | SOLAR | WEST | 2023 | 0 | 0
SODA LAKE SOLAR 2 | Planned Solar Resources with Executed SGIA | 20INR0143 |  | CRANE | SOLAR | WEST | 2024 | 0 | 0
SP JAGUAR SOLAR | Planned Solar Resources with Executed SGIA | 24INR0038 |  | MCLENNAN | SOLAR | NORTH | 2024 | 0 | 0 | New
SPACE CITY SOLAR | Planned Solar Resources with Executed SGIA | 21INR0341 |  | WHARTON | SOLAR | SOUTH | 2025 | 0 | 0
SPARTA SOLAR | Planned Solar Resources with Executed SGIA | 22INR0352 |  | BEE | SOLAR | SOUTH | 2023 | 0 | 0
STAMPEDE SOLAR | Planned Solar Resources with Executed SGIA | 22INR0409 |  | HOPKINS | SOLAR | NORTH | 2023 | 0 | 0
STARLING SOLAR | Planned Solar Resources with Executed SGIA | 23INR0035 |  | GONZALES | SOLAR | SOUTH | 2024 | 0 | 0
STARR SOLAR RANCH | Planned Solar Resources with Executed SGIA | 20INR0216 |  | STARR | SOLAR | SOUTH | 2024 | 0 | 0
SUNRAY | Planned Solar Resources with Executed SGIA | 21INR0395 |  | UVALDE | SOLAR | SOUTH | 2024 | 0 | 0
TALITHA SOLAR | Planned Solar Resources with Executed SGIA | 21INR0393 |  | JIM WELLS | SOLAR | SOUTH | 2024 | 0 | 0
TANGLEWOOD SOLAR | Planned Solar Resources with Executed SGIA | 23INR0054 |  | BRAZORIA | SOLAR | COASTAL | 2025 | 0 | 0
TAVNER (FORT BEND SOLAR) | Planned Solar Resources with Executed SGIA | 18INR0053 |  | FORT BEND | SOLAR | HOUSTON | 2023 | 0 | 0
TEXANA SOLAR | Planned Solar Resources with Executed SGIA | 18INR0058 |  | WHARTON | SOLAR | SOUTH | 2024 | 0 | 0
TEXAS SOLAR NOVA | Planned Solar Resources with Executed SGIA | 19INR0001 |  | KENT | SOLAR | WEST | 2023 | 0 | 0
TEXAS SOLAR NOVA 2 | Planned Solar Resources with Executed SGIA | 20INR0269 |  | KENT | SOLAR | WEST | 2023 | 0 | 0
TIERRA BONITA SOLAR | Planned Solar Resources with Executed SGIA | 21INR0424 |  | PECOS | SOLAR | WEST | 2024 | 0 | 0
TRES BAHIAS SOLAR | Planned Solar Resources with Executed SGIA | 20INR0266 |  | CALHOUN | SOLAR | COASTAL | 2023 | 0 | 0
TROJAN SOLAR | Planned Solar Resources with Executed SGIA | 23INR0296 |  | COOKE | SOLAR | NORTH | 2024 | 0 | 0
TULSITA SOLAR | Planned Solar Resources with Executed SGIA | 21INR0223 |  | GOLIAD | SOLAR | SOUTH | 2024 | 0 | 0
TYSON NICK SOLAR | Planned Solar Resources with Executed SGIA | 20INR0222 |  | LAMAR | SOLAR | NORTH | 2024 | 0 | 0
ULYSSES SOLAR | Planned Solar Resources with Executed SGIA | 21INR0253 |  | COKE | SOLAR | WEST | 2024 | 0 | 0
UMBRA (STOCKYARD) SOLAR | Planned Solar Resources with Executed SGIA | 23INR0155 |  | FRANKLIN | SOLAR | NORTH | 2024 | 0 | 0
XE MURAT SOLAR | Planned Solar Resources with Executed SGIA | 22INR0354 |  | HARRIS | SOLAR | HOUSTON | 2024 | 0 | 0
ZIER SOLAR | Planned Solar Resources with Executed SGIA | 21INR0019 |  | KINNEY | SOLAR | SOUTH | 2023 | 0 | 0
ADAMSTOWN STORAGE | Planned Storage Resources with Executed SGIA | 21INR0209 |  | WICHITA | STORAGE | WEST | 2025 | 0 | 0
AEP_N_ALAMO_LD02(SMT ALAMO) | Planned Storage Resources with Executed SGIA | 23INR0477 |  | HIDALGO | STORAGE | SOUTH | 2023 | 0 | 0 | New
AL PASTOR BESS | Planned Storage Resources with Executed SGIA | 24INR0273 |  | DAWSON | STORAGE | WEST | 2024 | 0 | 0 | New
AMSTERDAM STORAGE | Planned Storage Resources with Executed SGIA | 22INR0417 |  | BRAZORIA | STORAGE | COASTAL | 2024 | 0 | 0
ANEMOI ENERGY STORAGE | Planned Storage Resources with Executed SGIA | 23INR0369 |  | HIDALGO | STORAGE | SOUTH | 2023 | 0 | 0
ARROYO STORAGE SLF | Planned Storage Resources with Executed SGIA | 24INR0306 |  | CAMERON | STORAGE | COASTAL | 2024 | 0 | 0
BIG STAR STORAGE | Planned Storage Resources with Executed SGIA | 21INR0469 |  | BASTROP | STORAGE | SOUTH | 2023 | 0 | 0
BOCO BESS | Planned Storage Resources with Executed SGIA | 23INR0470 |  | BORDEN | STORAGE | WEST | 2023 | 0 | 0 | New
BORDERTOWN BESS | Planned Storage Resources with Executed SGIA | 23INR0354 |  | STARR | STORAGE | SOUTH | 2025 | 0 | 0
BRAZOS BEND BESS | Planned Storage Resources with Executed SGIA | 23INR0363 |  | FORT BEND | STORAGE | HOUSTON | 2024 | 0 | 0
BRIGHT ARROW STORAGE | Planned Storage Resources with Executed SGIA | 22INR0302 |  | HOPKINS | STORAGE | NORTH | 2023 | 0 | 0
BRP ANTLIA BESS | Planned Storage Resources with Executed SGIA | 22INR0349 |  | VAL VERDE | STORAGE | WEST | 2023 | 0 | 0
BRP AVILA BESS | Planned Storage Resources with Executed SGIA | 23INR0287 |  | PECOS | STORAGE | WEST | 2023 | 0 | 0 | New
BRP CACHI BESS | Planned Storage Resources with Executed SGIA | 22INR0388 |  | GUADALUPE | STORAGE | SOUTH | 2023 | 0 | 0
BRP CARINA BESS | Planned Storage Resources with Executed SGIA | 22INR0353 |  | NUECES | STORAGE | COASTAL | 2023 | 0 | 0
BRP DICKENS BESS | Planned Storage Resources with Executed SGIA | 22INR0325 |  | DICKENS | STORAGE | PANHANDLE | 2023 | 0 | 0
BRP HYDRA BESS | Planned Storage Resources with Executed SGIA | 22INR0372 |  | PECOS | STORAGE | WEST | 2023 | 0 | 0
BRP LIBRA BESS | Planned Storage Resources with Executed SGIA | 22INR0366 |  | GUADALUPE | STORAGE | SOUTH | 2023 | 0 | 0
BRP PALEO BESS | Planned Storage Resources with Executed SGIA | 22INR0322 |  | HALE | STORAGE | PANHANDLE | 2024 | 0 | 0
BRP PAVO BESS | Planned Storage Resources with Executed SGIA | 22INR0384 |  | PECOS | STORAGE | WEST | 2024 | 0 | 0
BRP TORTOLAS BESS | Planned Storage Resources with Executed SGIA | 23INR0072 |  | BRAZORIA | STORAGE | COASTAL | 2023 | 0 | 0
BRP ZEYA BESS | Planned Storage Resources with Executed SGIA | 23INR0290 |  | GALVESTON | STORAGE | HOUSTON | 2023 | 0 | 0 | New
CALLISTO I ENERGY CENTER | Planned Storage Resources with Executed SGIA | 22INR0490 |  | HARRIS | STORAGE | HOUSTON | 2024 | 0 | 0
CHILLINGHAM STORAGE | Planned Storage Resources with Executed SGIA | 23INR0079 |  | BELL | STORAGE | NORTH | 2023 | 0 | 0
CITADEL BESS | Planned Storage Resources with Executed SGIA | 24INR0147 |  | HARRIS | STORAGE | HOUSTON | 2024 | 0 | 0
CORAL STORAGE | Planned Storage Resources with Executed SGIA | 23INR0124 |  | FALLS | STORAGE | NORTH | 2023 | 0 | 0
COTTONWOOD BAYOU STORAGE | Planned Storage Resources with Executed SGIA | 21INR0443 |  | BRAZORIA | STORAGE | COASTAL | 2024 | 0 | 0
DAMON STORAGE | Planned Storage Resources with Executed SGIA | 23INR0523 |  | BRAZORIA | STORAGE | COASTAL | 2023 | 0 | 0 | New
DANISH FIELDS STORAGE | Planned Storage Resources with Executed SGIA | 21INR0450 |  | WHARTON | STORAGE | SOUTH | 2023 | 0 | 0
DIBOLL BESS (DGR) | Planned Storage Resources with Executed SGIA | 23INR0522 |  | ANGELINA | STORAGE | NORTH | 2023 | 0 | 0
DONEGAL BESS | Planned Storage Resources with Executed SGIA | 23INR0103 |  | DICKENS | STORAGE | PANHANDLE | 2024 | 0 | 0
EBONY ENERGY STORAGE | Planned Storage Resources with Executed SGIA | 23INR0154 |  | COMAL | STORAGE | SOUTH | 2024 | 0 | 0
ELIZA STORAGE | Planned Storage Resources with Executed SGIA | 22INR0260 |  | KAUFMAN | STORAGE | NORTH | 2024 | 0 | 0
ESTONIAN ENERGY STORAGE | Planned Storage Resources with Executed SGIA | 22INR0336 |  | DELTA | STORAGE | NORTH | 2023 | 0 | 0
EVAL STORAGE | Planned Storage Resources with Executed SGIA | 22INR0401 |  | CAMERON | STORAGE | COASTAL | 2024 | 0 | 0
FENCE POST BESS | Planned Storage Resources with Executed SGIA | 22INR0405 |  | NAVARRO | STORAGE | NORTH | 2023 | 0 | 0
FERDINAND GRID BESS | Planned Storage Resources with Executed SGIA | 22INR0422 |  | BEXAR | STORAGE | SOUTH | 2025 | 0 | 0 | New
FIVE WELLS STORAGE | Planned Storage Resources with Executed SGIA | 23INR0159 |  | BELL | STORAGE | NORTH | 2023 | 0 | 0 | New
GIGA TEXAS ENERGY STORAGE | Planned Storage Resources with Executed SGIA | 23INR0239 |  | TRAVIS | STORAGE | SOUTH | 2023 | 0 | 0
GOMEZ BESS (DGR) | Planned Storage Resources with Executed SGIA | 23INR0519 |  | PECOS | STORAGE | WEST | 2023 | 0 | 0
GREAT KISKADEE STORAGE | Planned Storage Resources with Executed SGIA | 23INR0166 |  | HIDALGO | STORAGE | SOUTH | 2024 | 0 | 0
GREEN HOLLY STORAGE | Planned Storage Resources with Executed SGIA | 21INR0029 |  | DAWSON | STORAGE | WEST | 2024 | 0 | 0
GRIZZLY RIDGE BESS (DGR) | Planned Storage Resources with Executed SGIA | 22INR0596 |  | HAMILTON | STORAGE | NORTH | 2023 | 0 | 0
GUAJILLO ENERGY STORAGE | Planned Storage Resources with Executed SGIA | 23INR0343 |  | WEBB | STORAGE | SOUTH | 2024 | 0 | 0
HOUSE MOUNTAIN 2 BATT | Planned Storage Resources with Executed SGIA | 22INR0485 |  | BREWSTER | STORAGE | WEST | 2023 | 0 | 0
HUMMINGBIRD STORAGE | Planned Storage Resources with Executed SGIA | 22INR0327 |  | DENTON | STORAGE | NORTH | 2023 | 0 | 0
INERTIA BESS | Planned Storage Resources with Executed SGIA | 22INR0328 |  | HASKELL | STORAGE | WEST | 2023 | 0 | 0
INERTIA BESS 2 | Planned Storage Resources with Executed SGIA | 22INR0375 |  | HASKELL | STORAGE | WEST | 2025 | 0 | 0
IRON BELT ENERGY STORAGE | Planned Storage Resources with Executed SGIA | 25INR0208 |  | DAWSON | STORAGE | WEST | 2025 | 0 | 0 | New
JUNCTION BESS (DGR) | Planned Storage Resources with Executed SGIA | 23INR0521 |  | KIMBLE | STORAGE | SOUTH | 2023 | 0 | 0
LARKSPUR ENERGY STORAGE | Planned Storage Resources with Executed SGIA | 23INR0340 |  | UPTON | STORAGE | WEST | 2025 | 0 | 0
LIMOUSIN OAK STORAGE | Planned Storage Resources with Executed SGIA | 22INR0338 |  | GRIMES | STORAGE | NORTH | 2023 | 0 | 0
MUSTANG CREEK STORAGE | Planned Storage Resources with Executed SGIA | 21INR0484 |  | JACKSON | STORAGE | SOUTH | 2023 | 0 | 0
MYRTLE STORAGE | Planned Storage Resources with Executed SGIA | 21INR0442 |  | BRAZORIA | STORAGE | COASTAL | 2023 | 0 | 0 | New
NORIA STORAGE | Planned Storage Resources with Executed SGIA | 23INR0062 |  | NUECES | STORAGE | COASTAL | 2024 | 0 | 0
OLNEY BESS | Planned Storage Resources with Executed SGIA | 22INR0603 |  | YOUNG | STORAGE | WEST | 2023 | 0 | 0 | New
ORIANA BESS | Planned Storage Resources with Executed SGIA | 24INR0109 |  | VICTORIA | STORAGE | SOUTH | 2024 | 0 | 0 | New
PADUA GRID BESS | Planned Storage Resources with Executed SGIA | 22INR0368 |  | BEXAR | STORAGE | SOUTH | 2024 | 0 | 0
RAMSEY STORAGE | Planned Storage Resources with Executed SGIA | 21INR0505 |  | WHARTON | STORAGE | SOUTH | 2024 | 0 | 0
RED HOLLY STORAGE | Planned Storage Resources with Executed SGIA | 21INR0033 |  | DAWSON | STORAGE | WEST | 2024 | 0 | 0
RIVER VALLEY STORAGE 1 | Planned Storage Resources with Executed SGIA | 20INR0290 |  | WILLIAMSON | STORAGE | SOUTH | 2023 | 0 | 0
RIVER VALLEY STORAGE 2 | Planned Storage Resources with Executed SGIA | 20INR0293 |  | WILLIAMSON | STORAGE | SOUTH | 2023 | 0 | 0
ROCINANTE BESS | Planned Storage Resources with Executed SGIA | 23INR0232 |  | GONZALES | STORAGE | SOUTH | 2024 | 0 | 0
RODEO RANCH ENERGY STORAGE | Planned Storage Resources with Executed SGIA | 23INR0371 |  | REEVES | STORAGE | WEST | 2023 | 0 | 0
RYAN ENERGY STORAGE | Planned Storage Resources with Executed SGIA | 20INR0246 |  | CORYELL | STORAGE | NORTH | 2024 | 0 | 0
SABAL STORAGE | Planned Storage Resources with Executed SGIA | 22INR0398 |  | CAMERON | STORAGE | COASTAL | 2023 | 0 | 0
SOHO BESS | Planned Storage Resources with Executed SGIA | 23INR0419 |  | BRAZORIA | STORAGE | COASTAL | 2024 | 0 | 0 | New
SOWERS STORAGE | Planned Storage Resources with Executed SGIA | 22INR0552 |  | KAUFMAN | STORAGE | NORTH | 2024 | 0 | 0
SP JAGUAR BESS | Planned Storage Resources with Executed SGIA | 24INR0039 |  | MCLENNAN | STORAGE | NORTH | 2024 | 0 | 0 | New
ST. GALL I ENERGY STORAGE | Planned Storage Resources with Executed SGIA | 22INR0524 |  | PECOS | STORAGE | WEST | 2023 | 0 | 0 | New
STAMPEDE BESS | Planned Storage Resources with Executed SGIA | 22INR0410 |  | HOPKINS | STORAGE | NORTH | 2023 | 0 | 0
STOCKYARD GRID BATT | Planned Storage Resources with Executed SGIA | 21INR0492 |  | TARRANT | STORAGE | NORTH | 2023 | 0 | 0
SUN VALLEY BESS | Planned Storage Resources with Executed SGIA | 22INR0429 |  | HILL | STORAGE | NORTH | 2023 | 0 | 0 | New
TALITHA BESS | Planned Storage Resources with Executed SGIA | 23INR0331 |  | JIM WELLS | STORAGE | SOUTH | 2024 | 0 | 0 | New
TANZANITE STORAGE | Planned Storage Resources with Executed SGIA | 22INR0549 |  | HENDERSON | STORAGE | NORTH | 2024 | 0 | 0
TIDWELL PRAIRIE STORAGE 1 | Planned Storage Resources with Executed SGIA | 21INR0517 |  | ROBERTSON | STORAGE | NORTH | 2024 | 0 | 0
TIMBERWOLF BESS 2 | Planned Storage Resources with Executed SGIA | 22INR0495 |  | CRANE | STORAGE | WEST | 2023 | 0 | 0
UMBRA (STOCKYARD) BESS | Planned Storage Resources with Executed SGIA | 23INR0156 |  | FRANKLIN | STORAGE | NORTH | 2024 | 0 | 0
WOLF TANK STORAGE | Planned Storage Resources with Executed SGIA | 22INR0551 |  | WEBB | STORAGE | SOUTH | 2023 | 0 | 0
ZIER STORAGE | Planned Storage Resources with Executed SGIA | 21INR0027 |  | KINNEY | STORAGE | SOUTH | 2023 | 0 | 0
AGATE SOLAR | Inactive Planned Resources | 20INR0023 |  | ELLIS | SOLAR | NORTH | 2020 | 60 | 60
DONEGAL SOLAR | Inactive Planned Resources | 23INR0089 |  | DICKENS | SOLAR | PANHANDLE | 2024 | 0 | 0
HART WIND | Inactive Planned Resources | 16INR0033 |  | CASTRO | WIND-P | PANHANDLE | 2026 | 0 | 0
KONTIKI 1 WIND (ERIK) | Inactive Planned Resources | 19INR0099a |  | GLASSCOCK | WIND-O | WEST | 2023 | 250.1 | 250.1
KONTIKI 2 WIND (ERNEST) | Inactive Planned Resources | 19INR0099b |  | GLASSCOCK | WIND-O | WEST | 2023 | 250.1 | 250.1
MARIAH DEL ESTE | Inactive Planned Resources | 13INR0010a |  | PARMER | WIND-P | PANHANDLE | 2020 | 152.5 | 152.5
NORTHDRAW WIND | Inactive Planned Resources | 13INR0025 |  | RANDALL | WIND-P | PANHANDLE | 2020 | 150 | 150
PLEASANTON BESS (DGR) | Inactive Planned Resources | 23INR0520 |  | ATASCOSA | STORAGE | SOUTH | 2023 | 9.9 | 9.9
RUETER SOLAR | Inactive Planned Resources | 20INR0202 |  | BOSQUE | SOLAR | NORTH | 2025 | 0 | 0
SPINEL SOLAR | Inactive Planned Resources | 20INR0025 |  | MEDINA | SOLAR | SOUTH | 2024 | 0 | 0
MOUNTAIN CREEK STG 8 (AS OF 3/1/2023, AVAILABLE 6/1 THROUGH 9/30) | Seasonal Mothballed Resources |  | MCSES_UNIT8 | DALLAS | GAS-ST | NORTH | 1967 | 568 | 568
POWERLANE PLANT STG 1 (AS OF 10/1/2022, AVAILABLE 6/1 THROUGH 9/30) | Seasonal Mothballed Resources |  | STEAM1A_STEAM_1 | HUNT | GAS-ST | NORTH | 1966 | 18.75 | 17.5
SPENCER STG U4 (AS OF 10/24/2022, AVAILABLE 4/2 THROUGH 11/30) | Seasonal Mothballed Resources |  | SPNCER_SPNCE_4 | DENTON | GAS-ST | NORTH | 1966 | 61 | 57
SPENCER STG U5 (AS OF 10/24/2022, AVAILABLE 4/2 THROUGH 11/30) | Seasonal Mothballed Resources |  | SPNCER_SPNCE_5 | DENTON | GAS-ST | NORTH | 1973 | 65 | 61
RAY OLINGER STG 1 (AS OF 4/5/22) | Mothballed Resources |  | OLINGR_OLING_1 | COLLIN | GAS-ST | NORTH | 1967 | 78 | 78
J T DEELY U1 (AS OF 12/31/2018) | Mothballed Resources |  | CALAVERS_JTD1_M | BEXAR | COAL | SOUTH | 1977 | 415 | 420
J T DEELY U2 (AS OF 12/31/2018) | Mothballed Resources |  | CALAVERS_JTD2_M | BEXAR | COAL | SOUTH | 1978 | 415 | 420